## WM-AR
1 | 2 | 3 | 4 | 5 | 6 | 7 | 8 | 9 | 10 | 11 | 12 | 13 | 14 | 15 | 16 | 17 | 18 | 19 | 20 | 21 | 22 | 23 | 24 | 25 | 26 | 27 | 28 | 29 | 30 | 31 | 32 | 33 | 34 | 35 | 36 | 37
Work Master
As of 2022-02-11
Work Master Code | Discipline | Category(Large) |  | Category(Middle) |  | Category(Small) |  | Attributes Specifications | [15 empty] | BOQ Specifications | [8 empty] | UoM |  | Work Group Code | Work Master Code
|  | Code | Description | Code | Description | Code | Description | Code | L04 | Code | L05 | Code | L06 | Code | L07 | Code | L08 | Code | L09 | Code | L10 | Code | L11 | B01 | B02 | B03 | B04 | B05 | B06 | B07 | B08 | B09 | UoM1 | UoM2
A01ZZ001-00010 | AR | A01 | Earth Work | ZZ | - | 001 | Excavation | 01 | Soil, Manual |  | 0 |  | 0 |  | 0 |  | 0 |  |  | 07 | Manual Excavation Above GWL |  |  | 0 |  | 0 | 0 | 0 | 0 | 0 | 0 |  | M3 | M3 | A01ZZ001 | A01ZZ001-00010
A01ZZ001-00011 | AR | A01 | Earth Work | ZZ | - | 001 | Excavation | 01 | Soil, Manual |  | 0 |  | 0 |  | 0 |  | 0 |  |  | 08 | Manual Excavation Below GWL |  |  | 0 |  | 0 | 0 | 0 | 0 | 0 | 0 |  | M3 | M3 | A01ZZ001 | A01ZZ001-00011
A01ZZ001-00012 | AR | A01 | Earth Work | ZZ | - | 001 | Excavation | 02 | Soil, Mech. |  | 0 |  | 0 |  | 0 |  | 0 |  |  | 07 | Manual Excavation Above GWL |  |  | 0 |  | 0 | 0 | 0 | 0 | 0 | 0 |  | M3 | M3 | A01ZZ001 | A01ZZ001-00012
A01ZZ001-00013 | AR | A01 | Earth Work | ZZ | - | 001 | Excavation | 02 | Soil, Mech. |  | 0 |  | 0 |  | 0 |  | 0 |  |  | 08 | Manual Excavation Below GWL |  |  | 0 |  | 0 | 0 | 0 | 0 | 0 | 0 |  | M3 | M3 | A01ZZ001 | A01ZZ001-00013
A01ZZ317-00001 | AR | A01 | Earth Work | ZZ | - | 317 | Rock Excavation | 03 | Weathered Rock |  | 0 |  | 0 |  | 0 |  | 0 | 59 | w/ Ripping |  | 0 |  |  | RQD Value=( )% |  | 0 | 0 | 0 | 0 | 0 | 0 |  | M3 | M3 | A01ZZ317 | A01ZZ317-00001
A01ZZ317-00002 | AR | A01 | Earth Work | ZZ | - | 317 | Rock Excavation | 04 | Soft Rock |  | 0 |  | 0 |  | 0 |  | 0 | 59 | w/ Ripping |  | 0 |  |  | RQD Value=( )% |  | 0 | 0 | 0 | 0 | 0 | 0 |  | M3 | M3 | A01ZZ317 | A01ZZ317-00002
A01ZZ317-00003 | AR | A01 | Earth Work | ZZ | - | 317 | Rock Excavation | 03 | Weathered Rock |  | 0 |  | 0 |  | 0 |  | 0 | 60 | w/ Breaking |  | 0 |  |  | RQD Value=( )% |  | 0 | 0 | 0 | 0 | 0 | 0 |  | M3 | M3 | A01ZZ317 | A01ZZ317-00003
A01ZZ317-00004 | AR | A01 | Earth Work | ZZ | - | 317 | Rock Excavation | 04 | Soft Rock |  | 0 |  | 0 |  | 0 |  | 0 | 60 | w/ Breaking |  | 0 |  |  | RQD Value=( )% |  | 0 | 0 | 0 | 0 | 0 | 0 |  | M3 | M3 | A01ZZ317 | A01ZZ317-00004
A01ZZ317-00005 | AR | A01 | Earth Work | ZZ | - | 317 | Rock Excavation | 04 | Soft Rock |  | 0 |  | 0 |  | 0 |  | 0 | 61 | w/ Blasting |  | 0 |  |  | RQD Value=( )% |  | 0 | 0 | 0 | 0 | 0 | 0 |  | M3 | M3 | A01ZZ317 | A01ZZ317-00005
A01ZZ317-00006 | AR | A01 | Earth Work | ZZ | - | 317 | Rock Excavation | 05 | Hard Rock |  | 0 |  | 0 |  | 0 |  | 0 | 61 | w/ Blasting |  | 0 |  |  | RQD Value=( )% |  | 0 | 0 | 0 | 0 | 0 | 0 |  | M3 | M3 | A01ZZ317 | A01ZZ317-00006
A01ZZ003-00001 | AR | A01 | Earth Work | ZZ | - | 003 | Backfill | 06 | Re-use, Soil |  | 0 |  | 0 |  | 0 |  | 0 |  |  |  | 0 |  |  | 0 |  | 0 | 0 | 0 | Compaction=( )% | 0 | 0 |  | M3 | M3 | A01ZZ003 | A01ZZ003-00001
A01ZZ003-00002 | AR | A01 | Earth Work | ZZ | - | 003 | Backfill | 07 | Borrow Soil (Borrow Pit provided by Client, Free of Charge) |  | 0 |  | 0 |  | 0 |  | 0 |  |  |  | 0 |  |  | 0 |  | 0 | Borrow Pit Distance=Appx. ( )km | 0 | Compaction=( )% | 0 | 0 |  | M3 | M3 | A01ZZ003 | A01ZZ003-00002
A01ZZ003-00003 | AR | A01 | Earth Work | ZZ | - | 003 | Backfill | 08 | Purchased, Soil |  | 0 |  | 0 |  | 0 |  | 0 |  |  |  | 0 |  |  | 0 |  | 0 | 0 | 0 | Compaction=( )% | 0 | 0 |  | M3 | M3 | A01ZZ003 | A01ZZ003-00003
A01ZZ004-00001 | AR | A01 | Earth Work | ZZ | - | 004 | Disposal | 09 | Soil |  | 0 |  | 0 |  | 0 |  | 0 |  |  |  | 0 |  |  | 0 |  | 0 | Disposal Distance=Appx. ( )km from Site | 0 | 0 | 0 | 0 |  | M3 | M3 | A01ZZ004 | A01ZZ004-00001
A01ZZ004-00002 | AR | A01 | Earth Work | ZZ | - | 004 | Disposal | 03 | Weathered Rock |  | 0 |  | 0 |  | 0 |  | 0 |  |  |  | 0 |  |  | 0 |  | 0 | Disposal Distance=Appx. ( )km from Site | 0 | 0 | 0 | 0 |  | M3 | M3 | A01ZZ004 | A01ZZ004-00002
A01ZZ004-00003 | AR | A01 | Earth Work | ZZ | - | 004 | Disposal | 04 | Soft Rock |  | 0 |  | 0 |  | 0 |  | 0 |  |  |  | 0 |  |  | 0 |  | 0 | Disposal Distance=Appx. ( )km from Site | 0 | 0 | 0 | 0 |  | M3 | M3 | A01ZZ004 | A01ZZ004-00003
A01ZZ004-00004 | AR | A01 | Earth Work | ZZ | - | 004 | Disposal | 05 | Hard Rock |  | 0 |  | 0 |  | 0 |  | 0 |  |  |  | 0 |  |  | 0 |  | 0 | Disposal Distance=Appx. ( )km from Site | 0 | 0 | 0 | 0 |  | M3 | M3 | A01ZZ004 | A01ZZ004-00004
A01ZZ004-00005 | AR | A01 | Earth Work | ZZ | - | 004 | Disposal | 10 | Contaminated Soil |  | 0 |  | 0 |  | 0 |  | 0 |  |  |  | 0 |  |  | 0 |  | 0 | Disposal Distance=Appx. ( )km from Site | 0 | 0 | 0 | 0 |  | M3 | M3 | A01ZZ004 | A01ZZ004-00005
A01ZZ005-00001 | AR | A01 | Earth Work | ZZ | - | 005 | Base Course |  | 0 |  | 0 |  | 0 |  | 0 |  | 0 |  | 0 |  | 0 | 01 | THK≤150mm | 0 | THK=( )mm | 0 | 0 | CBR=( )% | 0 | 0 | 0 |  | M2 | M2 | A01ZZ005 | A01ZZ005-00001
A01ZZ005-00002 | AR | A01 | Earth Work | ZZ | - | 005 | Base Course |  | 0 |  | 0 |  | 0 |  | 0 |  | 0 |  | 0 |  | 0 | 06 | 150mm<THK≤250mm | 0 | THK=( )mm | 0 | 0 | CBR=( )% | 0 | 0 | 0 |  | M2 | M2 | A01ZZ005 | A01ZZ005-00002
A01ZZ005-00003 | AR | A01 | Earth Work | ZZ | - | 005 | Base Course |  | 0 |  | 0 |  | 0 |  | 0 |  | 0 |  | 0 |  | 0 | 07 | 250mm<THK≤350mm | 0 | THK=( )mm | 0 | 0 | CBR=( )% | 0 | 0 | 0 |  | M2 | M2 | A01ZZ005 | A01ZZ005-00003
A01ZZ005-00004 | AR | A01 | Earth Work | ZZ | - | 005 | Base Course |  | 0 |  | 0 |  | 0 |  | 0 |  | 0 |  | 0 |  | 0 | 08 | 350mm<THK | 0 | THK=( )mm | 0 | 0 | CBR=( )% | 0 | 0 | 0 |  | M2 | M2 | A01ZZ005 | A01ZZ005-00004
A01ZZ006-00001 | AR | A01 | Earth Work | ZZ | - | 006 | Subbase Course |  | 0 |  | 0 |  | 0 |  | 0 |  | 0 | 01 | Including Compaction of Sub-Grade |  | 0 | 01 | THK≤150mm | 0 | THK=( )mm | 0 | 0 | CBR=( )% for Subgrade, ( )% for Subbase | Compaction=( )% for Subgrade, ( )% for Subbase | 0 | 0 |  | M2 | M2 | A01ZZ006 | A01ZZ006-00001
A01ZZ006-00002 | AR | A01 | Earth Work | ZZ | - | 006 | Subbase Course |  | 0 |  | 0 |  | 0 |  | 0 |  | 0 | 01 | Including Compaction of Sub-Grade |  | 0 | 06 | 150mm<THK≤250mm | 0 | THK=( )mm | 0 | 0 | CBR=( )% for Subgrade, ( )% for Subbase | Compaction=( )% for Subgrade, ( )% for Subbase | 0 | 0 |  | M2 | M2 | A01ZZ006 | A01ZZ006-00002
A01ZZ006-00003 | AR | A01 | Earth Work | ZZ | - | 006 | Subbase Course |  | 0 |  | 0 |  | 0 |  | 0 |  | 0 | 01 | Including Compaction of Sub-Grade |  | 0 | 07 | 250mm<THK≤350mm | 0 | THK=( )mm | 0 | 0 | CBR=( )% for Subgrade, ( )% for Subbase | Compaction=( )% for Subgrade, ( )% for Subbase | 0 | 0 |  | M2 | M2 | A01ZZ006 | A01ZZ006-00003
A01ZZ006-00004 | AR | A01 | Earth Work | ZZ | - | 006 | Subbase Course |  | 0 |  | 0 |  | 0 |  | 0 |  | 0 | 01 | Including Compaction of Sub-Grade |  | 0 | 08 | 350mm<THK | 0 | THK=( )mm | 0 | 0 | CBR=( )% for Subgrade, ( )% for Subbase | Compaction=( )% for Subgrade, ( )% for Subbase | 0 | 0 |  | M2 | M2 | A01ZZ006 | A01ZZ006-00004
A01ZZ007-00001 | AR | A01 | Earth Work | ZZ | - | 007 | Fill Material (only for Module Base Frame) |  | 0 |  | 0 |  | 0 |  | 0 |  | 0 |  |  |  | 0 |  |  | 0 |  | 0 | 0 | 0 | 0 | 0 | 0 |  | M3 | M3 | A01ZZ007 | A01ZZ007-00001
A01ZZ008-00002 | AR | A01 | Earth Work | ZZ | - | 008 | Gravel |  | 0 |  | 0 |  | 0 |  | 0 |  | 0 |  |  |  | 0 | 87 | DIA ≤ 25mm | 0 | DIA=( )mm~( )mm or Max DIA=( )mm | 0 | 0 | 0 | 0 | 0 | 0 |  | M3 | M3 | A01ZZ008 | A01ZZ008-00002
A01ZZ008-00003 | AR | A01 | Earth Work | ZZ | - | 008 | Gravel |  | 0 |  | 0 |  | 0 |  | 0 |  | 0 |  |  |  | 0 | 88 | 25mm < DIA ≤ 100mm | 0 | DIA=( )mm~( )mm or Max DIA=( )mm | 0 | 0 | 0 | 0 | 0 | 0 |  | M3 | M3 | A01ZZ008 | A01ZZ008-00003
A01ZZ009-00002 | AR | A01 | Earth Work | ZZ | - | 009 | Crushed Stone |  | 0 |  | 0 |  | 0 |  | 0 |  | 0 |  |  |  | 0 | 87 | DIA ≤ 25mm | 0 | DIA=( )mm~( )mm or Max DIA=( )mm | 0 | 0 | 0 | 0 | 0 | 0 |  | M3 | M3 | A01ZZ009 | A01ZZ009-00002
A01ZZ009-00003 | AR | A01 | Earth Work | ZZ | - | 009 | Crushed Stone |  | 0 |  | 0 |  | 0 |  | 0 |  | 0 |  |  |  | 0 | 88 | 25mm < DIA ≤ 100mm | 0 | DIA=( )mm~( )mm or Max DIA=( )mm | 0 | 0 | 0 | 0 | 0 | 0 |  | M3 | M3 | A01ZZ009 | A01ZZ009-00003
A01ZZ010-00001 | AR | A01 | Earth Work | ZZ | - | 010 | Clean Sand for Cable Trench or UG Pipe |  | 0 |  | 0 |  | 0 |  | 0 |  | 0 |  | 0 |  | 0 |  | 0 | 0 |  | 0 | 0 | 0 | 0 | 0 | 0 |  | M3 | M3 | A01ZZ010 | A01ZZ010-00001
A01ZZ011-00001 | AR | A01 | Earth Work | ZZ | - | 011 | Anti Termite Treatment |  | 0 |  | 0 |  | 0 |  | 0 |  | 0 |  |  |  | 0 |  |  | 0 |  | 0 | 0 | 0 | 0 | 0 | 0 |  | M2 | M2 | A01ZZ011 | A01ZZ011-00001
A01ZZ012-00002 | AR | A01 | Earth Work | ZZ | - | 012 | PE Sheet (Vapor Barrier) |  | 0 |  | 0 |  | 0 |  | 0 |  | 0 |  |  |  | 0 | 89 | THK ≤ 0.25mm (or 0.01 inch) | 0 | THK=( )mm | 0 | 0 | 0 | 0 | 0 | 0 |  | M2 | M2 | A01ZZ012 | A01ZZ012-00002
A01ZZ012-00003 | AR | A01 | Earth Work | ZZ | - | 012 | PE Sheet (Vapor Barrier) |  | 0 |  | 0 |  | 0 |  | 0 |  | 0 |  |  |  | 0 | 90 | THK > 0.25mm (or 0.01 inch) | 0 | THK=( )mm | 0 | 0 | 0 | 0 | 0 | 0 |  | M2 | M2 | A01ZZ012 | A01ZZ012-00003
A01ZZ013-00001 | AR | A01 | Earth Work | ZZ | - | 013 | Sheet Pile |  | 0 |  | 0 |  | 0 |  | 0 |  | 0 | 02 | To Comply with ASTM A 328, Including Dewatering |  | 0 |  | 0 | 0 | H=( )m | 0 | 0 | 0 | 0 | 0 | 0 |  | M2 | M2 | A01ZZ013 | A01ZZ013-00001
A01ZZ095-00001 | AR | A01 | Earth Work | ZZ | - | 095 | Geotextile |  | 0 |  | 0 |  | 0 |  | 0 |  | 0 | 34 | w/ Fixing Accessories |  | 0 |  |  | 0 | 0 | 0 | 0 | 0 | 0 | 0 | 0 |  | M2 | M2 | A01ZZ095 | A01ZZ095-00001
A02AA014-00007 | AR | A02 | Pile Work | AA | Piling Work | 014 | Reinforced Concrete Pile (Round Type) | 11 | Direct Driving |  | 0 |  | 0 |  | 0 |  | 0 | 03 | Including Pile Connection and Joint Welding Work |  | 0 | 91 | 250 ≤ DIA <300 | 0 | DIA=( )mm | Pile Length per Hole=( )M | 0 | 0 | 0 | 0 | 0 |  | M | M | A02AA014 | A02AA014-00007
A02AA014-00008 | AR | A02 | Pile Work | AA | Piling Work | 014 | Reinforced Concrete Pile (Round Type) | 11 | Direct Driving |  | 0 |  | 0 |  | 0 |  | 0 | 03 | Including Pile Connection and Joint Welding Work |  | 0 | 92 | 300 ≤ DIA <350 | 0 | DIA=( )mm | Pile Length per Hole=( )M | 0 | 0 | 0 | 0 | 0 |  | M | M | A02AA014 | A02AA014-00008
A02AA014-00009 | AR | A02 | Pile Work | AA | Piling Work | 014 | Reinforced Concrete Pile (Round Type) | 11 | Direct Driving |  | 0 |  | 0 |  | 0 |  | 0 | 03 | Including Pile Connection and Joint Welding Work |  | 0 | 93 | 350 ≤ DIA <400 | 0 | DIA=( )mm | Pile Length per Hole=( )M | 0 | 0 | 0 | 0 | 0 |  | M | M | A02AA014 | A02AA014-00009
A02AA014-00010 | AR | A02 | Pile Work | AA | Piling Work | 014 | Reinforced Concrete Pile (Round Type) | 11 | Direct Driving |  | 0 |  | 0 |  | 0 |  | 0 | 03 | Including Pile Connection and Joint Welding Work |  | 0 | 94 | 400 ≤ DIA <450 | 0 | DIA=( )mm | Pile Length per Hole=( )M | 0 | 0 | 0 | 0 | 0 |  | M | M | A02AA014 | A02AA014-00010
A02AA014-00011 | AR | A02 | Pile Work | AA | Piling Work | 014 | Reinforced Concrete Pile (Round Type) | 13 | Jacking |  | 0 |  | 0 |  | 0 |  | 0 | 03 | Including Pile Connection and Joint Welding Work |  | 0 | 91 | 250 ≤ DIA <300 | 0 | DIA=( )mm | Pile Length per Hole=( )M | 0 | 0 | 0 | 0 | 0 |  | M | M | A02AA014 | A02AA014-00011
A02AA014-00012 | AR | A02 | Pile Work | AA | Piling Work | 014 | Reinforced Concrete Pile (Round Type) | 13 | Jacking |  | 0 |  | 0 |  | 0 |  | 0 | 03 | Including Pile Connection and Joint Welding Work |  | 0 | 92 | 300 ≤ DIA <350 | 0 | DIA=( )mm | Pile Length per Hole=( )M | 0 | 0 | 0 | 0 | 0 |  | M | M | A02AA014 | A02AA014-00012
A02AA014-00013 | AR | A02 | Pile Work | AA | Piling Work | 014 | Reinforced Concrete Pile (Round Type) | 13 | Jacking |  | 0 |  | 0 |  | 0 |  | 0 | 03 | Including Pile Connection and Joint Welding Work |  | 0 | 93 | 350 ≤ DIA <400 | 0 | DIA=( )mm | Pile Length per Hole=( )M | 0 | 0 | 0 | 0 | 0 |  | M | M | A02AA014 | A02AA014-00013
A02AA014-00014 | AR | A02 | Pile Work | AA | Piling Work | 014 | Reinforced Concrete Pile (Round Type) | 13 | Jacking |  | 0 |  | 0 |  | 0 |  | 0 | 03 | Including Pile Connection and Joint Welding Work |  | 0 | 94 | 400 ≤ DIA <450 | 0 | DIA=( )mm | Pile Length per Hole=( )M | 0 | 0 | 0 | 0 | 0 |  | M | M | A02AA014 | A02AA014-00014
A02AA014-00015 | AR | A02 | Pile Work | AA | Piling Work | 014 | Reinforced Concrete Pile (Round Type) | FL | Augering without Casing |  | 0 |  | 0 |  | 0 |  | 0 | 03 | Including Pile Connection and Joint Welding Work |  | 0 | 91 | 250 ≤ DIA <300 | 0 | DIA=( )mm | Pile Length per Hole=( )M | 0 | 0 | 0 | 0 | 0 |  | M | M | A02AA014 | A02AA014-00015
A02AA014-00016 | AR | A02 | Pile Work | AA | Piling Work | 014 | Reinforced Concrete Pile (Round Type) | FL | Augering without Casing |  | 0 |  | 0 |  | 0 |  | 0 | 03 | Including Pile Connection and Joint Welding Work |  | 0 | 92 | 300 ≤ DIA <350 | 0 | DIA=( )mm | Pile Length per Hole=( )M | 0 | 0 | 0 | 0 | 0 |  | M | M | A02AA014 | A02AA014-00016
A02AA014-00017 | AR | A02 | Pile Work | AA | Piling Work | 014 | Reinforced Concrete Pile (Round Type) | FL | Augering without Casing |  | 0 |  | 0 |  | 0 |  | 0 | 03 | Including Pile Connection and Joint Welding Work |  | 0 | 93 | 350 ≤ DIA <400 | 0 | DIA=( )mm | Pile Length per Hole=( )M | 0 | 0 | 0 | 0 | 0 |  | M | M | A02AA014 | A02AA014-00017
A02AA014-00018 | AR | A02 | Pile Work | AA | Piling Work | 014 | Reinforced Concrete Pile (Round Type) | FL | Augering without Casing |  | 0 |  | 0 |  | 0 |  | 0 | 03 | Including Pile Connection and Joint Welding Work |  | 0 | 94 | 400 ≤ DIA <450 | 0 | DIA=( )mm | Pile Length per Hole=( )M | 0 | 0 | 0 | 0 | 0 |  | M | M | A02AA014 | A02AA014-00018
A02AA014-00019 | AR | A02 | Pile Work | AA | Piling Work | 014 | Reinforced Concrete Pile (Round Type) | FM | Augering with Casing |  | 0 |  | 0 |  | 0 |  | 0 | 03 | Including Pile Connection and Joint Welding Work |  | 0 | 91 | 250 ≤ DIA <300 | 0 | DIA=( )mm | Pile Length per Hole=( )M | 0 | 0 | 0 | 0 | 0 |  | M | M | A02AA014 | A02AA014-00019
A02AA014-00020 | AR | A02 | Pile Work | AA | Piling Work | 014 | Reinforced Concrete Pile (Round Type) | FM | Augering with Casing |  | 0 |  | 0 |  | 0 |  | 0 | 03 | Including Pile Connection and Joint Welding Work |  | 0 | 92 | 300 ≤ DIA <350 | 0 | DIA=( )mm | Pile Length per Hole=( )M | 0 | 0 | 0 | 0 | 0 |  | M | M | A02AA014 | A02AA014-00020
A02AA014-00021 | AR | A02 | Pile Work | AA | Piling Work | 014 | Reinforced Concrete Pile (Round Type) | FM | Augering with Casing |  | 0 |  | 0 |  | 0 |  | 0 | 03 | Including Pile Connection and Joint Welding Work |  | 0 | 93 | 350 ≤ DIA <400 | 0 | DIA=( )mm | Pile Length per Hole=( )M | 0 | 0 | 0 | 0 | 0 |  | M | M | A02AA014 | A02AA014-00021
A02AA014-00022 | AR | A02 | Pile Work | AA | Piling Work | 014 | Reinforced Concrete Pile (Round Type) | FM | Augering with Casing |  | 0 |  | 0 |  | 0 |  | 0 | 03 | Including Pile Connection and Joint Welding Work |  | 0 | 94 | 400 ≤ DIA <450 | 0 | DIA=( )mm | Pile Length per Hole=( )M | 0 | 0 | 0 | 0 | 0 |  | M | M | A02AA014 | A02AA014-00022
A02AA014-00023 | AR | A02 | Pile Work | AA | Piling Work | 014 | Reinforced Concrete Pile (Round Type) | FN | Percussion Rotary Drilling with Casing |  | 0 |  | 0 |  | 0 |  | 0 | 03 | Including Pile Connection and Joint Welding Work |  | 0 | 91 | 250 ≤ DIA <300 | 0 | DIA=( )mm | Pile Length per Hole=( )M | 0 | 0 | 0 | 0 | 0 |  | M | M | A02AA014 | A02AA014-00023
A02AA014-00024 | AR | A02 | Pile Work | AA | Piling Work | 014 | Reinforced Concrete Pile (Round Type) | FN | Percussion Rotary Drilling with Casing |  | 0 |  | 0 |  | 0 |  | 0 | 03 | Including Pile Connection and Joint Welding Work |  | 0 | 92 | 300 ≤ DIA <350 | 0 | DIA=( )mm | Pile Length per Hole=( )M | 0 | 0 | 0 | 0 | 0 |  | M | M | A02AA014 | A02AA014-00024
A02AA014-00025 | AR | A02 | Pile Work | AA | Piling Work | 014 | Reinforced Concrete Pile (Round Type) | FN | Percussion Rotary Drilling with Casing |  | 0 |  | 0 |  | 0 |  | 0 | 03 | Including Pile Connection and Joint Welding Work |  | 0 | 93 | 350 ≤ DIA <400 | 0 | DIA=( )mm | Pile Length per Hole=( )M | 0 | 0 | 0 | 0 | 0 |  | M | M | A02AA014 | A02AA014-00025
A02AA014-00026 | AR | A02 | Pile Work | AA | Piling Work | 014 | Reinforced Concrete Pile (Round Type) | FN | Percussion Rotary Drilling with Casing |  | 0 |  | 0 |  | 0 |  | 0 | 03 | Including Pile Connection and Joint Welding Work |  | 0 | 94 | 400 ≤ DIA <450 | 0 | DIA=( )mm | Pile Length per Hole=( )M | 0 | 0 | 0 | 0 | 0 |  | M | M | A02AA014 | A02AA014-00026
A02AA015-00004 | AR | A02 | Pile Work | AA | Piling Work | 015 | Reinforced Concrete Pile (Square Type) | 11 | Direct Driving |  | 0 |  | 0 |  | 0 |  | 0 | 03 | Including Pile Connection and Joint Welding Work |  | 0 | 95 | SIZE <200 | 0 | Size=( )mm x ( )mm | Pile Length per Hole=( )M | 0 | 0 | 0 | 0 | 0 |  | M | M | A02AA015 | A02AA015-00004
A02AA015-00005 | AR | A02 | Pile Work | AA | Piling Work | 015 | Reinforced Concrete Pile (Square Type) | 11 | Direct Driving |  | 0 |  | 0 |  | 0 |  | 0 | 03 | Including Pile Connection and Joint Welding Work |  | 0 | 96 | 200 ≤ SIZE <250 | 0 | Size=( )mm x ( )mm | Pile Length per Hole=( )M | 0 | 0 | 0 | 0 | 0 |  | M | M | A02AA015 | A02AA015-00005
A02AA015-00006 | AR | A02 | Pile Work | AA | Piling Work | 015 | Reinforced Concrete Pile (Square Type) | 11 | Direct Driving |  | 0 |  | 0 |  | 0 |  | 0 | 03 | Including Pile Connection and Joint Welding Work |  | 0 | 97 | 250 ≤ SIZE <300 | 0 | Size=( )mm x ( )mm | Pile Length per Hole=( )M | 0 | 0 | 0 | 0 | 0 |  | M | M | A02AA015 | A02AA015-00006
A02AA015-00007 | AR | A02 | Pile Work | AA | Piling Work | 015 | Reinforced Concrete Pile (Square Type) | 11 | Direct Driving |  | 0 |  | 0 |  | 0 |  | 0 | 03 | Including Pile Connection and Joint Welding Work |  | 0 | 98 | 300 ≤ SIZE <350 | 0 | Size=( )mm x ( )mm | Pile Length per Hole=( )M | 0 | 0 | 0 | 0 | 0 |  | M | M | A02AA015 | A02AA015-00007
A02AA015-00008 | AR | A02 | Pile Work | AA | Piling Work | 015 | Reinforced Concrete Pile (Square Type) | 11 | Direct Driving |  | 0 |  | 0 |  | 0 |  | 0 | 03 | Including Pile Connection and Joint Welding Work |  | 0 | 99 | 350 ≤ SIZE <400 | 0 | Size=( )mm x ( )mm | Pile Length per Hole=( )M | 0 | 0 | 0 | 0 | 0 |  | M | M | A02AA015 | A02AA015-00008
A02AA015-00009 | AR | A02 | Pile Work | AA | Piling Work | 015 | Reinforced Concrete Pile (Square Type) | 11 | Direct Driving |  | 0 |  | 0 |  | 0 |  | 0 | 03 | Including Pile Connection and Joint Welding Work |  | 0 | AA | 400 ≤ SIZE <450 | 0 | Size=( )mm x ( )mm | Pile Length per Hole=( )M | 0 | 0 | 0 | 0 | 0 |  | M | M | A02AA015 | A02AA015-00009
A02AA015-00010 | AR | A02 | Pile Work | AA | Piling Work | 015 | Reinforced Concrete Pile (Square Type) | 13 | Jacking |  | 0 |  | 0 |  | 0 |  | 0 | 03 | Including Pile Connection and Joint Welding Work |  | 0 | 95 | SIZE <200 | 0 | Size=( )mm x ( )mm | Pile Length per Hole=( )M | 0 | 0 | 0 | 0 | 0 |  | M | M | A02AA015 | A02AA015-00010
A02AA015-00011 | AR | A02 | Pile Work | AA | Piling Work | 015 | Reinforced Concrete Pile (Square Type) | 13 | Jacking |  | 0 |  | 0 |  | 0 |  | 0 | 03 | Including Pile Connection and Joint Welding Work |  | 0 | 96 | 200 ≤ SIZE <250 | 0 | Size=( )mm x ( )mm | Pile Length per Hole=( )M | 0 | 0 | 0 | 0 | 0 |  | M | M | A02AA015 | A02AA015-00011
A02AA015-00012 | AR | A02 | Pile Work | AA | Piling Work | 015 | Reinforced Concrete Pile (Square Type) | 13 | Jacking |  | 0 |  | 0 |  | 0 |  | 0 | 03 | Including Pile Connection and Joint Welding Work |  | 0 | 97 | 250 ≤ SIZE <300 | 0 | Size=( )mm x ( )mm | Pile Length per Hole=( )M | 0 | 0 | 0 | 0 | 0 |  | M | M | A02AA015 | A02AA015-00012
A02AA015-00013 | AR | A02 | Pile Work | AA | Piling Work | 015 | Reinforced Concrete Pile (Square Type) | 13 | Jacking |  | 0 |  | 0 |  | 0 |  | 0 | 03 | Including Pile Connection and Joint Welding Work |  | 0 | 98 | 300 ≤ SIZE <350 | 0 | Size=( )mm x ( )mm | Pile Length per Hole=( )M | 0 | 0 | 0 | 0 | 0 |  | M | M | A02AA015 | A02AA015-00013
A02AA015-00014 | AR | A02 | Pile Work | AA | Piling Work | 015 | Reinforced Concrete Pile (Square Type) | 13 | Jacking |  | 0 |  | 0 |  | 0 |  | 0 | 03 | Including Pile Connection and Joint Welding Work |  | 0 | 99 | 350 ≤ SIZE <400 | 0 | Size=( )mm x ( )mm | Pile Length per Hole=( )M | 0 | 0 | 0 | 0 | 0 |  | M | M | A02AA015 | A02AA015-00014
A02AA015-00015 | AR | A02 | Pile Work | AA | Piling Work | 015 | Reinforced Concrete Pile (Square Type) | 13 | Jacking |  | 0 |  | 0 |  | 0 |  | 0 | 03 | Including Pile Connection and Joint Welding Work |  | 0 | AA | 400 ≤ SIZE <450 | 0 | Size=( )mm x ( )mm | Pile Length per Hole=( )M | 0 | 0 | 0 | 0 | 0 |  | M | M | A02AA015 | A02AA015-00015
A02AA015-00016 | AR | A02 | Pile Work | AA | Piling Work | 015 | Reinforced Concrete Pile (Square Type) | FL | Augering without Casing |  | 0 |  | 0 |  | 0 |  | 0 | 03 | Including Pile Connection and Joint Welding Work |  | 0 | 95 | SIZE <200 | 0 | Size=( )mm x ( )mm | Pile Length per Hole=( )M | 0 | 0 | 0 | 0 | 0 |  | M | M | A02AA015 | A02AA015-00016
A02AA015-00017 | AR | A02 | Pile Work | AA | Piling Work | 015 | Reinforced Concrete Pile (Square Type) | FL | Augering without Casing |  | 0 |  | 0 |  | 0 |  | 0 | 03 | Including Pile Connection and Joint Welding Work |  | 0 | 96 | 200 ≤ SIZE <250 | 0 | Size=( )mm x ( )mm | Pile Length per Hole=( )M | 0 | 0 | 0 | 0 | 0 |  | M | M | A02AA015 | A02AA015-00017
A02AA015-00018 | AR | A02 | Pile Work | AA | Piling Work | 015 | Reinforced Concrete Pile (Square Type) | FL | Augering without Casing |  | 0 |  | 0 |  | 0 |  | 0 | 03 | Including Pile Connection and Joint Welding Work |  | 0 | 97 | 250 ≤ SIZE <300 | 0 | Size=( )mm x ( )mm | Pile Length per Hole=( )M | 0 | 0 | 0 | 0 | 0 |  | M | M | A02AA015 | A02AA015-00018
A02AA015-00019 | AR | A02 | Pile Work | AA | Piling Work | 015 | Reinforced Concrete Pile (Square Type) | FL | Augering without Casing |  | 0 |  | 0 |  | 0 |  | 0 | 03 | Including Pile Connection and Joint Welding Work |  | 0 | 98 | 300 ≤ SIZE <350 | 0 | Size=( )mm x ( )mm | Pile Length per Hole=( )M | 0 | 0 | 0 | 0 | 0 |  | M | M | A02AA015 | A02AA015-00019
A02AA015-00020 | AR | A02 | Pile Work | AA | Piling Work | 015 | Reinforced Concrete Pile (Square Type) | FL | Augering without Casing |  | 0 |  | 0 |  | 0 |  | 0 | 03 | Including Pile Connection and Joint Welding Work |  | 0 | 99 | 350 ≤ SIZE <400 | 0 | Size=( )mm x ( )mm | Pile Length per Hole=( )M | 0 | 0 | 0 | 0 | 0 |  | M | M | A02AA015 | A02AA015-00020
A02AA015-00021 | AR | A02 | Pile Work | AA | Piling Work | 015 | Reinforced Concrete Pile (Square Type) | FL | Augering without Casing |  | 0 |  | 0 |  | 0 |  | 0 | 03 | Including Pile Connection and Joint Welding Work |  | 0 | AA | 400 ≤ SIZE <450 | 0 | Size=( )mm x ( )mm | Pile Length per Hole=( )M | 0 | 0 | 0 | 0 | 0 |  | M | M | A02AA015 | A02AA015-00021
A02AA015-00022 | AR | A02 | Pile Work | AA | Piling Work | 015 | Reinforced Concrete Pile (Square Type) | FM | Augering with Casing |  | 0 |  | 0 |  | 0 |  | 0 | 03 | Including Pile Connection and Joint Welding Work |  | 0 | 95 | SIZE <200 | 0 | Size=( )mm x ( )mm | Pile Length per Hole=( )M | 0 | 0 | 0 | 0 | 0 |  | M | M | A02AA015 | A02AA015-00022
A02AA015-00023 | AR | A02 | Pile Work | AA | Piling Work | 015 | Reinforced Concrete Pile (Square Type) | FM | Augering with Casing |  | 0 |  | 0 |  | 0 |  | 0 | 03 | Including Pile Connection and Joint Welding Work |  | 0 | 96 | 200 ≤ SIZE <250 | 0 | Size=( )mm x ( )mm | Pile Length per Hole=( )M | 0 | 0 | 0 | 0 | 0 |  | M | M | A02AA015 | A02AA015-00023
A02AA015-00024 | AR | A02 | Pile Work | AA | Piling Work | 015 | Reinforced Concrete Pile (Square Type) | FM | Augering with Casing |  | 0 |  | 0 |  | 0 |  | 0 | 03 | Including Pile Connection and Joint Welding Work |  | 0 | 97 | 250 ≤ SIZE <300 | 0 | Size=( )mm x ( )mm | Pile Length per Hole=( )M | 0 | 0 | 0 | 0 | 0 |  | M | M | A02AA015 | A02AA015-00024
A02AA015-00025 | AR | A02 | Pile Work | AA | Piling Work | 015 | Reinforced Concrete Pile (Square Type) | FM | Augering with Casing |  | 0 |  | 0 |  | 0 |  | 0 | 03 | Including Pile Connection and Joint Welding Work |  | 0 | 98 | 300 ≤ SIZE <350 | 0 | Size=( )mm x ( )mm | Pile Length per Hole=( )M | 0 | 0 | 0 | 0 | 0 |  | M | M | A02AA015 | A02AA015-00025
A02AA015-00026 | AR | A02 | Pile Work | AA | Piling Work | 015 | Reinforced Concrete Pile (Square Type) | FM | Augering with Casing |  | 0 |  | 0 |  | 0 |  | 0 | 03 | Including Pile Connection and Joint Welding Work |  | 0 | 99 | 350 ≤ SIZE <400 | 0 | Size=( )mm x ( )mm | Pile Length per Hole=( )M | 0 | 0 | 0 | 0 | 0 |  | M | M | A02AA015 | A02AA015-00026
A02AA015-00027 | AR | A02 | Pile Work | AA | Piling Work | 015 | Reinforced Concrete Pile (Square Type) | FM | Augering with Casing |  | 0 |  | 0 |  | 0 |  | 0 | 03 | Including Pile Connection and Joint Welding Work |  | 0 | AA | 400 ≤ SIZE <450 | 0 | Size=( )mm x ( )mm | Pile Length per Hole=( )M | 0 | 0 | 0 | 0 | 0 |  | M | M | A02AA015 | A02AA015-00027
A02AA015-00028 | AR | A02 | Pile Work | AA | Piling Work | 015 | Reinforced Concrete Pile (Square Type) | FN | Percussion Rotary Drilling with Casing |  | 0 |  | 0 |  | 0 |  | 0 | 03 | Including Pile Connection and Joint Welding Work |  | 0 | 95 | SIZE <200 | 0 | Size=( )mm x ( )mm | Pile Length per Hole=( )M | 0 | 0 | 0 | 0 | 0 |  | M | M | A02AA015 | A02AA015-00028
A02AA015-00029 | AR | A02 | Pile Work | AA | Piling Work | 015 | Reinforced Concrete Pile (Square Type) | FN | Percussion Rotary Drilling with Casing |  | 0 |  | 0 |  | 0 |  | 0 | 03 | Including Pile Connection and Joint Welding Work |  | 0 | 96 | 200 ≤ SIZE <250 | 0 | Size=( )mm x ( )mm | Pile Length per Hole=( )M | 0 | 0 | 0 | 0 | 0 |  | M | M | A02AA015 | A02AA015-00029
A02AA015-00030 | AR | A02 | Pile Work | AA | Piling Work | 015 | Reinforced Concrete Pile (Square Type) | FN | Percussion Rotary Drilling with Casing |  | 0 |  | 0 |  | 0 |  | 0 | 03 | Including Pile Connection and Joint Welding Work |  | 0 | 97 | 250 ≤ SIZE <300 | 0 | Size=( )mm x ( )mm | Pile Length per Hole=( )M | 0 | 0 | 0 | 0 | 0 |  | M | M | A02AA015 | A02AA015-00030
A02AA015-00031 | AR | A02 | Pile Work | AA | Piling Work | 015 | Reinforced Concrete Pile (Square Type) | FN | Percussion Rotary Drilling with Casing |  | 0 |  | 0 |  | 0 |  | 0 | 03 | Including Pile Connection and Joint Welding Work |  | 0 | 98 | 300 ≤ SIZE <350 | 0 | Size=( )mm x ( )mm | Pile Length per Hole=( )M | 0 | 0 | 0 | 0 | 0 |  | M | M | A02AA015 | A02AA015-00031
A02AA015-00032 | AR | A02 | Pile Work | AA | Piling Work | 015 | Reinforced Concrete Pile (Square Type) | FN | Percussion Rotary Drilling with Casing |  | 0 |  | 0 |  | 0 |  | 0 | 03 | Including Pile Connection and Joint Welding Work |  | 0 | 99 | 350 ≤ SIZE <400 | 0 | Size=( )mm x ( )mm | Pile Length per Hole=( )M | 0 | 0 | 0 | 0 | 0 |  | M | M | A02AA015 | A02AA015-00032
A02AA015-00033 | AR | A02 | Pile Work | AA | Piling Work | 015 | Reinforced Concrete Pile (Square Type) | FN | Percussion Rotary Drilling with Casing |  | 0 |  | 0 |  | 0 |  | 0 | 03 | Including Pile Connection and Joint Welding Work |  | 0 | AA | 400 ≤ SIZE <450 | 0 | Size=( )mm x ( )mm | Pile Length per Hole=( )M | 0 | 0 | 0 | 0 | 0 |  | M | M | A02AA015 | A02AA015-00033
A02AA016-00007 | AR | A02 | Pile Work | AA | Piling Work | 016 | Pretensioned Concrete Pile (Type-A) | 11 | Direct Driving |  | 0 |  | 0 |  | 0 |  | 0 | 03 | Including Pile Connection and Joint Welding Work |  | 0 | AB | DIA<400 | 0 | DIA=( )mm | Pile Length per Hole=( )M | 0 | 0 | 0 | 0 | 0 |  | M | M | A02AA016 | A02AA016-00007
A02AA016-00008 | AR | A02 | Pile Work | AA | Piling Work | 016 | Pretensioned Concrete Pile (Type-A) | 11 | Direct Driving |  | 0 |  | 0 |  | 0 |  | 0 | 03 | Including Pile Connection and Joint Welding Work |  | 0 | AC | 400 ≤ DIA <500 | 0 | DIA=( )mm | Pile Length per Hole=( )M | 0 | 0 | 0 | 0 | 0 |  | M | M | A02AA016 | A02AA016-00008
A02AA016-00009 | AR | A02 | Pile Work | AA | Piling Work | 016 | Pretensioned Concrete Pile (Type-A) | 11 | Direct Driving |  | 0 |  | 0 |  | 0 |  | 0 | 03 | Including Pile Connection and Joint Welding Work |  | 0 | AD | 500 ≤ DIA <600 | 0 | DIA=( )mm | Pile Length per Hole=( )M | 0 | 0 | 0 | 0 | 0 |  | M | M | A02AA016 | A02AA016-00009
A02AA016-00010 | AR | A02 | Pile Work | AA | Piling Work | 016 | Pretensioned Concrete Pile (Type-A) | 11 | Direct Driving |  | 0 |  | 0 |  | 0 |  | 0 | 03 | Including Pile Connection and Joint Welding Work |  | 0 | AE | 600 ≤ DIA <700 | 0 | DIA=( )mm | Pile Length per Hole=( )M | 0 | 0 | 0 | 0 | 0 |  | M | M | A02AA016 | A02AA016-00010
A02AA016-00011 | AR | A02 | Pile Work | AA | Piling Work | 016 | Pretensioned Concrete Pile (Type-A) | 11 | Direct Driving |  | 0 |  | 0 |  | 0 |  | 0 | 03 | Including Pile Connection and Joint Welding Work |  | 0 | AF | 700 ≤ DIA <800 | 0 | DIA=( )mm | Pile Length per Hole=( )M | 0 | 0 | 0 | 0 | 0 |  | M | M | A02AA016 | A02AA016-00011
A02AA016-00012 | AR | A02 | Pile Work | AA | Piling Work | 016 | Pretensioned Concrete Pile (Type-A) | 11 | Direct Driving |  | 0 |  | 0 |  | 0 |  | 0 | 03 | Including Pile Connection and Joint Welding Work |  | 0 | AG | 800 ≤ DIA <900 | 0 | DIA=( )mm | Pile Length per Hole=( )M | 0 | 0 | 0 | 0 | 0 |  | M | M | A02AA016 | A02AA016-00012
A02AA016-00013 | AR | A02 | Pile Work | AA | Piling Work | 016 | Pretensioned Concrete Pile (Type-A) | 11 | Direct Driving |  | 0 |  | 0 |  | 0 |  | 0 | 03 | Including Pile Connection and Joint Welding Work |  | 0 | AH | 900 ≤ DIA <1000 | 0 | DIA=( )mm | Pile Length per Hole=( )M | 0 | 0 | 0 | 0 | 0 |  | M | M | A02AA016 | A02AA016-00013
A02AA016-00014 | AR | A02 | Pile Work | AA | Piling Work | 016 | Pretensioned Concrete Pile (Type-A) | 11 | Direct Driving |  | 0 |  | 0 |  | 0 |  | 0 | 03 | Including Pile Connection and Joint Welding Work |  | 0 | AJ | 1000 ≤ DIA <1200 | 0 | DIA=( )mm | Pile Length per Hole=( )M | 0 | 0 | 0 | 0 | 0 |  | M | M | A02AA016 | A02AA016-00014
A02AA016-00015 | AR | A02 | Pile Work | AA | Piling Work | 016 | Pretensioned Concrete Pile (Type-A) | 13 | Jacking |  | 0 |  | 0 |  | 0 |  | 0 | 03 | Including Pile Connection and Joint Welding Work |  | 0 | AB | DIA<400 | 0 | DIA=( )mm | Pile Length per Hole=( )M | 0 | 0 | 0 | 0 | 0 |  | M | M | A02AA016 | A02AA016-00015
A02AA016-00016 | AR | A02 | Pile Work | AA | Piling Work | 016 | Pretensioned Concrete Pile (Type-A) | 13 | Jacking |  | 0 |  | 0 |  | 0 |  | 0 | 03 | Including Pile Connection and Joint Welding Work |  | 0 | AC | 400 ≤ DIA <500 | 0 | DIA=( )mm | Pile Length per Hole=( )M | 0 | 0 | 0 | 0 | 0 |  | M | M | A02AA016 | A02AA016-00016
A02AA016-00017 | AR | A02 | Pile Work | AA | Piling Work | 016 | Pretensioned Concrete Pile (Type-A) | 13 | Jacking |  | 0 |  | 0 |  | 0 |  | 0 | 03 | Including Pile Connection and Joint Welding Work |  | 0 | AD | 500 ≤ DIA <600 | 0 | DIA=( )mm | Pile Length per Hole=( )M | 0 | 0 | 0 | 0 | 0 |  | M | M | A02AA016 | A02AA016-00017
A02AA016-00018 | AR | A02 | Pile Work | AA | Piling Work | 016 | Pretensioned Concrete Pile (Type-A) | 13 | Jacking |  | 0 |  | 0 |  | 0 |  | 0 | 03 | Including Pile Connection and Joint Welding Work |  | 0 | AE | 600 ≤ DIA <700 | 0 | DIA=( )mm | Pile Length per Hole=( )M | 0 | 0 | 0 | 0 | 0 |  | M | M | A02AA016 | A02AA016-00018
A02AA016-00019 | AR | A02 | Pile Work | AA | Piling Work | 016 | Pretensioned Concrete Pile (Type-A) | 13 | Jacking |  | 0 |  | 0 |  | 0 |  | 0 | 03 | Including Pile Connection and Joint Welding Work |  | 0 | AF | 700 ≤ DIA <800 | 0 | DIA=( )mm | Pile Length per Hole=( )M | 0 | 0 | 0 | 0 | 0 |  | M | M | A02AA016 | A02AA016-00019
A02AA016-00020 | AR | A02 | Pile Work | AA | Piling Work | 016 | Pretensioned Concrete Pile (Type-A) | 13 | Jacking |  | 0 |  | 0 |  | 0 |  | 0 | 03 | Including Pile Connection and Joint Welding Work |  | 0 | AG | 800 ≤ DIA <900 | 0 | DIA=( )mm | Pile Length per Hole=( )M | 0 | 0 | 0 | 0 | 0 |  | M | M | A02AA016 | A02AA016-00020
A02AA016-00021 | AR | A02 | Pile Work | AA | Piling Work | 016 | Pretensioned Concrete Pile (Type-A) | 13 | Jacking |  | 0 |  | 0 |  | 0 |  | 0 | 03 | Including Pile Connection and Joint Welding Work |  | 0 | AH | 900 ≤ DIA <1000 | 0 | DIA=( )mm | Pile Length per Hole=( )M | 0 | 0 | 0 | 0 | 0 |  | M | M | A02AA016 | A02AA016-00021
A02AA016-00022 | AR | A02 | Pile Work | AA | Piling Work | 016 | Pretensioned Concrete Pile (Type-A) | 13 | Jacking |  | 0 |  | 0 |  | 0 |  | 0 | 03 | Including Pile Connection and Joint Welding Work |  | 0 | AJ | 1000 ≤ DIA <1200 | 0 | DIA=( )mm | Pile Length per Hole=( )M | 0 | 0 | 0 | 0 | 0 |  | M | M | A02AA016 | A02AA016-00022
A02AA016-00023 | AR | A02 | Pile Work | AA | Piling Work | 016 | Pretensioned Concrete Pile (Type-A) | FL | Augering without Casing |  | 0 |  | 0 |  | 0 |  | 0 | 03 | Including Pile Connection and Joint Welding Work |  | 0 | AB | DIA<400 | 0 | DIA=( )mm | Pile Length per Hole=( )M | 0 | 0 | 0 | 0 | 0 |  | M | M | A02AA016 | A02AA016-00023
A02AA016-00024 | AR | A02 | Pile Work | AA | Piling Work | 016 | Pretensioned Concrete Pile (Type-A) | FL | Augering without Casing |  | 0 |  | 0 |  | 0 |  | 0 | 03 | Including Pile Connection and Joint Welding Work |  | 0 | AC | 400 ≤ DIA <500 | 0 | DIA=( )mm | Pile Length per Hole=( )M | 0 | 0 | 0 | 0 | 0 |  | M | M | A02AA016 | A02AA016-00024
A02AA016-00025 | AR | A02 | Pile Work | AA | Piling Work | 016 | Pretensioned Concrete Pile (Type-A) | FL | Augering without Casing |  | 0 |  | 0 |  | 0 |  | 0 | 03 | Including Pile Connection and Joint Welding Work |  | 0 | AD | 500 ≤ DIA <600 | 0 | DIA=( )mm | Pile Length per Hole=( )M | 0 | 0 | 0 | 0 | 0 |  | M | M | A02AA016 | A02AA016-00025
A02AA016-00026 | AR | A02 | Pile Work | AA | Piling Work | 016 | Pretensioned Concrete Pile (Type-A) | FL | Augering without Casing |  | 0 |  | 0 |  | 0 |  | 0 | 03 | Including Pile Connection and Joint Welding Work |  | 0 | AE | 600 ≤ DIA <700 | 0 | DIA=( )mm | Pile Length per Hole=( )M | 0 | 0 | 0 | 0 | 0 |  | M | M | A02AA016 | A02AA016-00026
A02AA016-00027 | AR | A02 | Pile Work | AA | Piling Work | 016 | Pretensioned Concrete Pile (Type-A) | FL | Augering without Casing |  | 0 |  | 0 |  | 0 |  | 0 | 03 | Including Pile Connection and Joint Welding Work |  | 0 | AF | 700 ≤ DIA <800 | 0 | DIA=( )mm | Pile Length per Hole=( )M | 0 | 0 | 0 | 0 | 0 |  | M | M | A02AA016 | A02AA016-00027
A02AA016-00028 | AR | A02 | Pile Work | AA | Piling Work | 016 | Pretensioned Concrete Pile (Type-A) | FL | Augering without Casing |  | 0 |  | 0 |  | 0 |  | 0 | 03 | Including Pile Connection and Joint Welding Work |  | 0 | AG | 800 ≤ DIA <900 | 0 | DIA=( )mm | Pile Length per Hole=( )M | 0 | 0 | 0 | 0 | 0 |  | M | M | A02AA016 | A02AA016-00028
A02AA016-00029 | AR | A02 | Pile Work | AA | Piling Work | 016 | Pretensioned Concrete Pile (Type-A) | FL | Augering without Casing |  | 0 |  | 0 |  | 0 |  | 0 | 03 | Including Pile Connection and Joint Welding Work |  | 0 | AH | 900 ≤ DIA <1000 | 0 | DIA=( )mm | Pile Length per Hole=( )M | 0 | 0 | 0 | 0 | 0 |  | M | M | A02AA016 | A02AA016-00029
A02AA016-00030 | AR | A02 | Pile Work | AA | Piling Work | 016 | Pretensioned Concrete Pile (Type-A) | FL | Augering without Casing |  | 0 |  | 0 |  | 0 |  | 0 | 03 | Including Pile Connection and Joint Welding Work |  | 0 | AJ | 1000 ≤ DIA <1200 | 0 | DIA=( )mm | Pile Length per Hole=( )M | 0 | 0 | 0 | 0 | 0 |  | M | M | A02AA016 | A02AA016-00030
A02AA016-00031 | AR | A02 | Pile Work | AA | Piling Work | 016 | Pretensioned Concrete Pile (Type-A) | FM | Augering with Casing |  | 0 |  | 0 |  | 0 |  | 0 | 03 | Including Pile Connection and Joint Welding Work |  | 0 | AB | DIA<400 | 0 | DIA=( )mm | Pile Length per Hole=( )M | 0 | 0 | 0 | 0 | 0 |  | M | M | A02AA016 | A02AA016-00031
A02AA016-00032 | AR | A02 | Pile Work | AA | Piling Work | 016 | Pretensioned Concrete Pile (Type-A) | FM | Augering with Casing |  | 0 |  | 0 |  | 0 |  | 0 | 03 | Including Pile Connection and Joint Welding Work |  | 0 | AC | 400 ≤ DIA <500 | 0 | DIA=( )mm | Pile Length per Hole=( )M | 0 | 0 | 0 | 0 | 0 |  | M | M | A02AA016 | A02AA016-00032
A02AA016-00033 | AR | A02 | Pile Work | AA | Piling Work | 016 | Pretensioned Concrete Pile (Type-A) | FM | Augering with Casing |  | 0 |  | 0 |  | 0 |  | 0 | 03 | Including Pile Connection and Joint Welding Work |  | 0 | AD | 500 ≤ DIA <600 | 0 | DIA=( )mm | Pile Length per Hole=( )M | 0 | 0 | 0 | 0 | 0 |  | M | M | A02AA016 | A02AA016-00033
A02AA016-00034 | AR | A02 | Pile Work | AA | Piling Work | 016 | Pretensioned Concrete Pile (Type-A) | FM | Augering with Casing |  | 0 |  | 0 |  | 0 |  | 0 | 03 | Including Pile Connection and Joint Welding Work |  | 0 | AE | 600 ≤ DIA <700 | 0 | DIA=( )mm | Pile Length per Hole=( )M | 0 | 0 | 0 | 0 | 0 |  | M | M | A02AA016 | A02AA016-00034
A02AA016-00035 | AR | A02 | Pile Work | AA | Piling Work | 016 | Pretensioned Concrete Pile (Type-A) | FM | Augering with Casing |  | 0 |  | 0 |  | 0 |  | 0 | 03 | Including Pile Connection and Joint Welding Work |  | 0 | AF | 700 ≤ DIA <800 | 0 | DIA=( )mm | Pile Length per Hole=( )M | 0 | 0 | 0 | 0 | 0 |  | M | M | A02AA016 | A02AA016-00035
A02AA016-00036 | AR | A02 | Pile Work | AA | Piling Work | 016 | Pretensioned Concrete Pile (Type-A) | FM | Augering with Casing |  | 0 |  | 0 |  | 0 |  | 0 | 03 | Including Pile Connection and Joint Welding Work |  | 0 | AG | 800 ≤ DIA <900 | 0 | DIA=( )mm | Pile Length per Hole=( )M | 0 | 0 | 0 | 0 | 0 |  | M | M | A02AA016 | A02AA016-00036
A02AA016-00037 | AR | A02 | Pile Work | AA | Piling Work | 016 | Pretensioned Concrete Pile (Type-A) | FM | Augering with Casing |  | 0 |  | 0 |  | 0 |  | 0 | 03 | Including Pile Connection and Joint Welding Work |  | 0 | AH | 900 ≤ DIA <1000 | 0 | DIA=( )mm | Pile Length per Hole=( )M | 0 | 0 | 0 | 0 | 0 |  | M | M | A02AA016 | A02AA016-00037
A02AA016-00038 | AR | A02 | Pile Work | AA | Piling Work | 016 | Pretensioned Concrete Pile (Type-A) | FM | Augering with Casing |  | 0 |  | 0 |  | 0 |  | 0 | 03 | Including Pile Connection and Joint Welding Work |  | 0 | AJ | 1000 ≤ DIA <1200 | 0 | DIA=( )mm | Pile Length per Hole=( )M | 0 | 0 | 0 | 0 | 0 |  | M | M | A02AA016 | A02AA016-00038
A02AA016-00039 | AR | A02 | Pile Work | AA | Piling Work | 016 | Pretensioned Concrete Pile (Type-A) | FN | Percussion Rotary Drilling with Casing |  | 0 |  | 0 |  | 0 |  | 0 | 03 | Including Pile Connection and Joint Welding Work |  | 0 | AB | DIA<400 | 0 | DIA=( )mm | Pile Length per Hole=( )M | 0 | 0 | 0 | 0 | 0 |  | M | M | A02AA016 | A02AA016-00039
A02AA016-00040 | AR | A02 | Pile Work | AA | Piling Work | 016 | Pretensioned Concrete Pile (Type-A) | FN | Percussion Rotary Drilling with Casing |  | 0 |  | 0 |  | 0 |  | 0 | 03 | Including Pile Connection and Joint Welding Work |  | 0 | AC | 400 ≤ DIA <500 | 0 | DIA=( )mm | Pile Length per Hole=( )M | 0 | 0 | 0 | 0 | 0 |  | M | M | A02AA016 | A02AA016-00040
A02AA016-00041 | AR | A02 | Pile Work | AA | Piling Work | 016 | Pretensioned Concrete Pile (Type-A) | FN | Percussion Rotary Drilling with Casing |  | 0 |  | 0 |  | 0 |  | 0 | 03 | Including Pile Connection and Joint Welding Work |  | 0 | AD | 500 ≤ DIA <600 | 0 | DIA=( )mm | Pile Length per Hole=( )M | 0 | 0 | 0 | 0 | 0 |  | M | M | A02AA016 | A02AA016-00041
A02AA016-00042 | AR | A02 | Pile Work | AA | Piling Work | 016 | Pretensioned Concrete Pile (Type-A) | FN | Percussion Rotary Drilling with Casing |  | 0 |  | 0 |  | 0 |  | 0 | 03 | Including Pile Connection and Joint Welding Work |  | 0 | AE | 600 ≤ DIA <700 | 0 | DIA=( )mm | Pile Length per Hole=( )M | 0 | 0 | 0 | 0 | 0 |  | M | M | A02AA016 | A02AA016-00042
A02AA016-00043 | AR | A02 | Pile Work | AA | Piling Work | 016 | Pretensioned Concrete Pile (Type-A) | FN | Percussion Rotary Drilling with Casing |  | 0 |  | 0 |  | 0 |  | 0 | 03 | Including Pile Connection and Joint Welding Work |  | 0 | AF | 700 ≤ DIA <800 | 0 | DIA=( )mm | Pile Length per Hole=( )M | 0 | 0 | 0 | 0 | 0 |  | M | M | A02AA016 | A02AA016-00043
A02AA016-00044 | AR | A02 | Pile Work | AA | Piling Work | 016 | Pretensioned Concrete Pile (Type-A) | FN | Percussion Rotary Drilling with Casing |  | 0 |  | 0 |  | 0 |  | 0 | 03 | Including Pile Connection and Joint Welding Work |  | 0 | AG | 800 ≤ DIA <900 | 0 | DIA=( )mm | Pile Length per Hole=( )M | 0 | 0 | 0 | 0 | 0 |  | M | M | A02AA016 | A02AA016-00044
A02AA016-00045 | AR | A02 | Pile Work | AA | Piling Work | 016 | Pretensioned Concrete Pile (Type-A) | FN | Percussion Rotary Drilling with Casing |  | 0 |  | 0 |  | 0 |  | 0 | 03 | Including Pile Connection and Joint Welding Work |  | 0 | AH | 900 ≤ DIA <1000 | 0 | DIA=( )mm | Pile Length per Hole=( )M | 0 | 0 | 0 | 0 | 0 |  | M | M | A02AA016 | A02AA016-00045
A02AA016-00046 | AR | A02 | Pile Work | AA | Piling Work | 016 | Pretensioned Concrete Pile (Type-A) | FN | Percussion Rotary Drilling with Casing |  | 0 |  | 0 |  | 0 |  | 0 | 03 | Including Pile Connection and Joint Welding Work |  | 0 | AJ | 1000 ≤ DIA <1200 | 0 | DIA=( )mm | Pile Length per Hole=( )M | 0 | 0 | 0 | 0 | 0 |  | M | M | A02AA016 | A02AA016-00046
A02AA017-00007 | AR | A02 | Pile Work | AA | Piling Work | 017 | Pretensioned Concrete Pile (Type-B) | 11 | Direct Driving |  | 0 |  | 0 |  | 0 |  | 0 | 03 | Including Pile Connection and Joint Welding Work |  | 0 | AB | DIA<400 | 0 | DIA=( )mm | Pile Length per Hole=( )M | 0 | 0 | 0 | 0 | 0 |  | M | M | A02AA017 | A02AA017-00007
A02AA017-00008 | AR | A02 | Pile Work | AA | Piling Work | 017 | Pretensioned Concrete Pile (Type-B) | 11 | Direct Driving |  | 0 |  | 0 |  | 0 |  | 0 | 03 | Including Pile Connection and Joint Welding Work |  | 0 | AC | 400 ≤ DIA <500 | 0 | DIA=( )mm | Pile Length per Hole=( )M | 0 | 0 | 0 | 0 | 0 |  | M | M | A02AA017 | A02AA017-00008
A02AA017-00009 | AR | A02 | Pile Work | AA | Piling Work | 017 | Pretensioned Concrete Pile (Type-B) | 11 | Direct Driving |  | 0 |  | 0 |  | 0 |  | 0 | 03 | Including Pile Connection and Joint Welding Work |  | 0 | AD | 500 ≤ DIA <600 | 0 | DIA=( )mm | Pile Length per Hole=( )M | 0 | 0 | 0 | 0 | 0 |  | M | M | A02AA017 | A02AA017-00009
A02AA017-00010 | AR | A02 | Pile Work | AA | Piling Work | 017 | Pretensioned Concrete Pile (Type-B) | 11 | Direct Driving |  | 0 |  | 0 |  | 0 |  | 0 | 03 | Including Pile Connection and Joint Welding Work |  | 0 | AE | 600 ≤ DIA <700 | 0 | DIA=( )mm | Pile Length per Hole=( )M | 0 | 0 | 0 | 0 | 0 |  | M | M | A02AA017 | A02AA017-00010
A02AA017-00011 | AR | A02 | Pile Work | AA | Piling Work | 017 | Pretensioned Concrete Pile (Type-B) | 11 | Direct Driving |  | 0 |  | 0 |  | 0 |  | 0 | 03 | Including Pile Connection and Joint Welding Work |  | 0 | AF | 700 ≤ DIA <800 | 0 | DIA=( )mm | Pile Length per Hole=( )M | 0 | 0 | 0 | 0 | 0 |  | M | M | A02AA017 | A02AA017-00011
A02AA017-00012 | AR | A02 | Pile Work | AA | Piling Work | 017 | Pretensioned Concrete Pile (Type-B) | 11 | Direct Driving |  | 0 |  | 0 |  | 0 |  | 0 | 03 | Including Pile Connection and Joint Welding Work |  | 0 | AG | 800 ≤ DIA <900 | 0 | DIA=( )mm | Pile Length per Hole=( )M | 0 | 0 | 0 | 0 | 0 |  | M | M | A02AA017 | A02AA017-00012
A02AA017-00013 | AR | A02 | Pile Work | AA | Piling Work | 017 | Pretensioned Concrete Pile (Type-B) | 11 | Direct Driving |  | 0 |  | 0 |  | 0 |  | 0 | 03 | Including Pile Connection and Joint Welding Work |  | 0 | AH | 900 ≤ DIA <1000 | 0 | DIA=( )mm | Pile Length per Hole=( )M | 0 | 0 | 0 | 0 | 0 |  | M | M | A02AA017 | A02AA017-00013
A02AA017-00014 | AR | A02 | Pile Work | AA | Piling Work | 017 | Pretensioned Concrete Pile (Type-B) | 11 | Direct Driving |  | 0 |  | 0 |  | 0 |  | 0 | 03 | Including Pile Connection and Joint Welding Work |  | 0 | AJ | 1000 ≤ DIA <1200 | 0 | DIA=( )mm | Pile Length per Hole=( )M | 0 | 0 | 0 | 0 | 0 |  | M | M | A02AA017 | A02AA017-00014
A02AA017-00015 | AR | A02 | Pile Work | AA | Piling Work | 017 | Pretensioned Concrete Pile (Type-B) | 13 | Jacking |  | 0 |  | 0 |  | 0 |  | 0 | 03 | Including Pile Connection and Joint Welding Work |  | 0 | AB | DIA<400 | 0 | DIA=( )mm | Pile Length per Hole=( )M | 0 | 0 | 0 | 0 | 0 |  | M | M | A02AA017 | A02AA017-00015
A02AA017-00016 | AR | A02 | Pile Work | AA | Piling Work | 017 | Pretensioned Concrete Pile (Type-B) | 13 | Jacking |  | 0 |  | 0 |  | 0 |  | 0 | 03 | Including Pile Connection and Joint Welding Work |  | 0 | AC | 400 ≤ DIA <500 | 0 | DIA=( )mm | Pile Length per Hole=( )M | 0 | 0 | 0 | 0 | 0 |  | M | M | A02AA017 | A02AA017-00016
A02AA017-00017 | AR | A02 | Pile Work | AA | Piling Work | 017 | Pretensioned Concrete Pile (Type-B) | 13 | Jacking |  | 0 |  | 0 |  | 0 |  | 0 | 03 | Including Pile Connection and Joint Welding Work |  | 0 | AD | 500 ≤ DIA <600 | 0 | DIA=( )mm | Pile Length per Hole=( )M | 0 | 0 | 0 | 0 | 0 |  | M | M | A02AA017 | A02AA017-00017
A02AA017-00018 | AR | A02 | Pile Work | AA | Piling Work | 017 | Pretensioned Concrete Pile (Type-B) | 13 | Jacking |  | 0 |  | 0 |  | 0 |  | 0 | 03 | Including Pile Connection and Joint Welding Work |  | 0 | AE | 600 ≤ DIA <700 | 0 | DIA=( )mm | Pile Length per Hole=( )M | 0 | 0 | 0 | 0 | 0 |  | M | M | A02AA017 | A02AA017-00018
A02AA017-00019 | AR | A02 | Pile Work | AA | Piling Work | 017 | Pretensioned Concrete Pile (Type-B) | 13 | Jacking |  | 0 |  | 0 |  | 0 |  | 0 | 03 | Including Pile Connection and Joint Welding Work |  | 0 | AF | 700 ≤ DIA <800 | 0 | DIA=( )mm | Pile Length per Hole=( )M | 0 | 0 | 0 | 0 | 0 |  | M | M | A02AA017 | A02AA017-00019
A02AA017-00020 | AR | A02 | Pile Work | AA | Piling Work | 017 | Pretensioned Concrete Pile (Type-B) | 13 | Jacking |  | 0 |  | 0 |  | 0 |  | 0 | 03 | Including Pile Connection and Joint Welding Work |  | 0 | AG | 800 ≤ DIA <900 | 0 | DIA=( )mm | Pile Length per Hole=( )M | 0 | 0 | 0 | 0 | 0 |  | M | M | A02AA017 | A02AA017-00020
A02AA017-00021 | AR | A02 | Pile Work | AA | Piling Work | 017 | Pretensioned Concrete Pile (Type-B) | 13 | Jacking |  | 0 |  | 0 |  | 0 |  | 0 | 03 | Including Pile Connection and Joint Welding Work |  | 0 | AH | 900 ≤ DIA <1000 | 0 | DIA=( )mm | Pile Length per Hole=( )M | 0 | 0 | 0 | 0 | 0 |  | M | M | A02AA017 | A02AA017-00021
A02AA017-00022 | AR | A02 | Pile Work | AA | Piling Work | 017 | Pretensioned Concrete Pile (Type-B) | 13 | Jacking |  | 0 |  | 0 |  | 0 |  | 0 | 03 | Including Pile Connection and Joint Welding Work |  | 0 | AJ | 1000 ≤ DIA <1200 | 0 | DIA=( )mm | Pile Length per Hole=( )M | 0 | 0 | 0 | 0 | 0 |  | M | M | A02AA017 | A02AA017-00022
A02AA017-00023 | AR | A02 | Pile Work | AA | Piling Work | 017 | Pretensioned Concrete Pile (Type-B) | FL | Augering without Casing |  | 0 |  | 0 |  | 0 |  | 0 | 03 | Including Pile Connection and Joint Welding Work |  | 0 | AB | DIA<400 | 0 | DIA=( )mm | Pile Length per Hole=( )M | 0 | 0 | 0 | 0 | 0 |  | M | M | A02AA017 | A02AA017-00023
A02AA017-00024 | AR | A02 | Pile Work | AA | Piling Work | 017 | Pretensioned Concrete Pile (Type-B) | FL | Augering without Casing |  | 0 |  | 0 |  | 0 |  | 0 | 03 | Including Pile Connection and Joint Welding Work |  | 0 | AC | 400 ≤ DIA <500 | 0 | DIA=( )mm | Pile Length per Hole=( )M | 0 | 0 | 0 | 0 | 0 |  | M | M | A02AA017 | A02AA017-00024
A02AA017-00025 | AR | A02 | Pile Work | AA | Piling Work | 017 | Pretensioned Concrete Pile (Type-B) | FL | Augering without Casing |  | 0 |  | 0 |  | 0 |  | 0 | 03 | Including Pile Connection and Joint Welding Work |  | 0 | AD | 500 ≤ DIA <600 | 0 | DIA=( )mm | Pile Length per Hole=( )M | 0 | 0 | 0 | 0 | 0 |  | M | M | A02AA017 | A02AA017-00025
A02AA017-00026 | AR | A02 | Pile Work | AA | Piling Work | 017 | Pretensioned Concrete Pile (Type-B) | FL | Augering without Casing |  | 0 |  | 0 |  | 0 |  | 0 | 03 | Including Pile Connection and Joint Welding Work |  | 0 | AE | 600 ≤ DIA <700 | 0 | DIA=( )mm | Pile Length per Hole=( )M | 0 | 0 | 0 | 0 | 0 |  | M | M | A02AA017 | A02AA017-00026
A02AA017-00027 | AR | A02 | Pile Work | AA | Piling Work | 017 | Pretensioned Concrete Pile (Type-B) | FL | Augering without Casing |  | 0 |  | 0 |  | 0 |  | 0 | 03 | Including Pile Connection and Joint Welding Work |  | 0 | AF | 700 ≤ DIA <800 | 0 | DIA=( )mm | Pile Length per Hole=( )M | 0 | 0 | 0 | 0 | 0 |  | M | M | A02AA017 | A02AA017-00027
A02AA017-00028 | AR | A02 | Pile Work | AA | Piling Work | 017 | Pretensioned Concrete Pile (Type-B) | FL | Augering without Casing |  | 0 |  | 0 |  | 0 |  | 0 | 03 | Including Pile Connection and Joint Welding Work |  | 0 | AG | 800 ≤ DIA <900 | 0 | DIA=( )mm | Pile Length per Hole=( )M | 0 | 0 | 0 | 0 | 0 |  | M | M | A02AA017 | A02AA017-00028
A02AA017-00029 | AR | A02 | Pile Work | AA | Piling Work | 017 | Pretensioned Concrete Pile (Type-B) | FL | Augering without Casing |  | 0 |  | 0 |  | 0 |  | 0 | 03 | Including Pile Connection and Joint Welding Work |  | 0 | AH | 900 ≤ DIA <1000 | 0 | DIA=( )mm | Pile Length per Hole=( )M | 0 | 0 | 0 | 0 | 0 |  | M | M | A02AA017 | A02AA017-00029
A02AA017-00030 | AR | A02 | Pile Work | AA | Piling Work | 017 | Pretensioned Concrete Pile (Type-B) | FL | Augering without Casing |  | 0 |  | 0 |  | 0 |  | 0 | 03 | Including Pile Connection and Joint Welding Work |  | 0 | AJ | 1000 ≤ DIA <1200 | 0 | DIA=( )mm | Pile Length per Hole=( )M | 0 | 0 | 0 | 0 | 0 |  | M | M | A02AA017 | A02AA017-00030
A02AA017-00031 | AR | A02 | Pile Work | AA | Piling Work | 017 | Pretensioned Concrete Pile (Type-B) | FM | Augering with Casing |  | 0 |  | 0 |  | 0 |  | 0 | 03 | Including Pile Connection and Joint Welding Work |  | 0 | AB | DIA<400 | 0 | DIA=( )mm | Pile Length per Hole=( )M | 0 | 0 | 0 | 0 | 0 |  | M | M | A02AA017 | A02AA017-00031
A02AA017-00032 | AR | A02 | Pile Work | AA | Piling Work | 017 | Pretensioned Concrete Pile (Type-B) | FM | Augering with Casing |  | 0 |  | 0 |  | 0 |  | 0 | 03 | Including Pile Connection and Joint Welding Work |  | 0 | AC | 400 ≤ DIA <500 | 0 | DIA=( )mm | Pile Length per Hole=( )M | 0 | 0 | 0 | 0 | 0 |  | M | M | A02AA017 | A02AA017-00032
A02AA017-00033 | AR | A02 | Pile Work | AA | Piling Work | 017 | Pretensioned Concrete Pile (Type-B) | FM | Augering with Casing |  | 0 |  | 0 |  | 0 |  | 0 | 03 | Including Pile Connection and Joint Welding Work |  | 0 | AD | 500 ≤ DIA <600 | 0 | DIA=( )mm | Pile Length per Hole=( )M | 0 | 0 | 0 | 0 | 0 |  | M | M | A02AA017 | A02AA017-00033
A02AA017-00034 | AR | A02 | Pile Work | AA | Piling Work | 017 | Pretensioned Concrete Pile (Type-B) | FM | Augering with Casing |  | 0 |  | 0 |  | 0 |  | 0 | 03 | Including Pile Connection and Joint Welding Work |  | 0 | AE | 600 ≤ DIA <700 | 0 | DIA=( )mm | Pile Length per Hole=( )M | 0 | 0 | 0 | 0 | 0 |  | M | M | A02AA017 | A02AA017-00034
A02AA017-00035 | AR | A02 | Pile Work | AA | Piling Work | 017 | Pretensioned Concrete Pile (Type-B) | FM | Augering with Casing |  | 0 |  | 0 |  | 0 |  | 0 | 03 | Including Pile Connection and Joint Welding Work |  | 0 | AF | 700 ≤ DIA <800 | 0 | DIA=( )mm | Pile Length per Hole=( )M | 0 | 0 | 0 | 0 | 0 |  | M | M | A02AA017 | A02AA017-00035
A02AA017-00036 | AR | A02 | Pile Work | AA | Piling Work | 017 | Pretensioned Concrete Pile (Type-B) | FM | Augering with Casing |  | 0 |  | 0 |  | 0 |  | 0 | 03 | Including Pile Connection and Joint Welding Work |  | 0 | AG | 800 ≤ DIA <900 | 0 | DIA=( )mm | Pile Length per Hole=( )M | 0 | 0 | 0 | 0 | 0 |  | M | M | A02AA017 | A02AA017-00036
A02AA017-00037 | AR | A02 | Pile Work | AA | Piling Work | 017 | Pretensioned Concrete Pile (Type-B) | FM | Augering with Casing |  | 0 |  | 0 |  | 0 |  | 0 | 03 | Including Pile Connection and Joint Welding Work |  | 0 | AH | 900 ≤ DIA <1000 | 0 | DIA=( )mm | Pile Length per Hole=( )M | 0 | 0 | 0 | 0 | 0 |  | M | M | A02AA017 | A02AA017-00037
A02AA017-00038 | AR | A02 | Pile Work | AA | Piling Work | 017 | Pretensioned Concrete Pile (Type-B) | FM | Augering with Casing |  | 0 |  | 0 |  | 0 |  | 0 | 03 | Including Pile Connection and Joint Welding Work |  | 0 | AJ | 1000 ≤ DIA <1200 | 0 | DIA=( )mm | Pile Length per Hole=( )M | 0 | 0 | 0 | 0 | 0 |  | M | M | A02AA017 | A02AA017-00038
A02AA017-00039 | AR | A02 | Pile Work | AA | Piling Work | 017 | Pretensioned Concrete Pile (Type-B) | FN | Percussion Rotary Drilling with Casing |  | 0 |  | 0 |  | 0 |  | 0 | 03 | Including Pile Connection and Joint Welding Work |  | 0 | AB | DIA<400 | 0 | DIA=( )mm | Pile Length per Hole=( )M | 0 | 0 | 0 | 0 | 0 |  | M | M | A02AA017 | A02AA017-00039
A02AA017-00040 | AR | A02 | Pile Work | AA | Piling Work | 017 | Pretensioned Concrete Pile (Type-B) | FN | Percussion Rotary Drilling with Casing |  | 0 |  | 0 |  | 0 |  | 0 | 03 | Including Pile Connection and Joint Welding Work |  | 0 | AC | 400 ≤ DIA <500 | 0 | DIA=( )mm | Pile Length per Hole=( )M | 0 | 0 | 0 | 0 | 0 |  | M | M | A02AA017 | A02AA017-00040
A02AA017-00041 | AR | A02 | Pile Work | AA | Piling Work | 017 | Pretensioned Concrete Pile (Type-B) | FN | Percussion Rotary Drilling with Casing |  | 0 |  | 0 |  | 0 |  | 0 | 03 | Including Pile Connection and Joint Welding Work |  | 0 | AD | 500 ≤ DIA <600 | 0 | DIA=( )mm | Pile Length per Hole=( )M | 0 | 0 | 0 | 0 | 0 |  | M | M | A02AA017 | A02AA017-00041
A02AA017-00042 | AR | A02 | Pile Work | AA | Piling Work | 017 | Pretensioned Concrete Pile (Type-B) | FN | Percussion Rotary Drilling with Casing |  | 0 |  | 0 |  | 0 |  | 0 | 03 | Including Pile Connection and Joint Welding Work |  | 0 | AE | 600 ≤ DIA <700 | 0 | DIA=( )mm | Pile Length per Hole=( )M | 0 | 0 | 0 | 0 | 0 |  | M | M | A02AA017 | A02AA017-00042
A02AA017-00043 | AR | A02 | Pile Work | AA | Piling Work | 017 | Pretensioned Concrete Pile (Type-B) | FN | Percussion Rotary Drilling with Casing |  | 0 |  | 0 |  | 0 |  | 0 | 03 | Including Pile Connection and Joint Welding Work |  | 0 | AF | 700 ≤ DIA <800 | 0 | DIA=( )mm | Pile Length per Hole=( )M | 0 | 0 | 0 | 0 | 0 |  | M | M | A02AA017 | A02AA017-00043
A02AA017-00044 | AR | A02 | Pile Work | AA | Piling Work | 017 | Pretensioned Concrete Pile (Type-B) | FN | Percussion Rotary Drilling with Casing |  | 0 |  | 0 |  | 0 |  | 0 | 03 | Including Pile Connection and Joint Welding Work |  | 0 | AG | 800 ≤ DIA <900 | 0 | DIA=( )mm | Pile Length per Hole=( )M | 0 | 0 | 0 | 0 | 0 |  | M | M | A02AA017 | A02AA017-00044
A02AA017-00045 | AR | A02 | Pile Work | AA | Piling Work | 017 | Pretensioned Concrete Pile (Type-B) | FN | Percussion Rotary Drilling with Casing |  | 0 |  | 0 |  | 0 |  | 0 | 03 | Including Pile Connection and Joint Welding Work |  | 0 | AH | 900 ≤ DIA <1000 | 0 | DIA=( )mm | Pile Length per Hole=( )M | 0 | 0 | 0 | 0 | 0 |  | M | M | A02AA017 | A02AA017-00045
A02AA017-00046 | AR | A02 | Pile Work | AA | Piling Work | 017 | Pretensioned Concrete Pile (Type-B) | FN | Percussion Rotary Drilling with Casing |  | 0 |  | 0 |  | 0 |  | 0 | 03 | Including Pile Connection and Joint Welding Work |  | 0 | AJ | 1000 ≤ DIA <1200 | 0 | DIA=( )mm | Pile Length per Hole=( )M | 0 | 0 | 0 | 0 | 0 |  | M | M | A02AA017 | A02AA017-00046
A02AA018-00007 | AR | A02 | Pile Work | AA | Piling Work | 018 | Pretensioned High-strength Concrete Pile (Type-A) | 11 | Direct Driving |  | 0 |  | 0 |  | 0 |  | 0 | 03 | Including Pile Connection and Joint Welding Work |  | 0 | AB | DIA<400 | 0 | DIA=( )mm | Pile Length per Hole=( )M | 0 | 0 | 0 | 0 | 0 |  | M | M | A02AA018 | A02AA018-00007
A02AA018-00008 | AR | A02 | Pile Work | AA | Piling Work | 018 | Pretensioned High-strength Concrete Pile (Type-A) | 11 | Direct Driving |  | 0 |  | 0 |  | 0 |  | 0 | 03 | Including Pile Connection and Joint Welding Work |  | 0 | AC | 400 ≤ DIA <500 | 0 | DIA=( )mm | Pile Length per Hole=( )M | 0 | 0 | 0 | 0 | 0 |  | M | M | A02AA018 | A02AA018-00008
A02AA018-00009 | AR | A02 | Pile Work | AA | Piling Work | 018 | Pretensioned High-strength Concrete Pile (Type-A) | 11 | Direct Driving |  | 0 |  | 0 |  | 0 |  | 0 | 03 | Including Pile Connection and Joint Welding Work |  | 0 | AD | 500 ≤ DIA <600 | 0 | DIA=( )mm | Pile Length per Hole=( )M | 0 | 0 | 0 | 0 | 0 |  | M | M | A02AA018 | A02AA018-00009
A02AA018-00010 | AR | A02 | Pile Work | AA | Piling Work | 018 | Pretensioned High-strength Concrete Pile (Type-A) | 11 | Direct Driving |  | 0 |  | 0 |  | 0 |  | 0 | 03 | Including Pile Connection and Joint Welding Work |  | 0 | AE | 600 ≤ DIA <700 | 0 | DIA=( )mm | Pile Length per Hole=( )M | 0 | 0 | 0 | 0 | 0 |  | M | M | A02AA018 | A02AA018-00010
A02AA018-00011 | AR | A02 | Pile Work | AA | Piling Work | 018 | Pretensioned High-strength Concrete Pile (Type-A) | 11 | Direct Driving |  | 0 |  | 0 |  | 0 |  | 0 | 03 | Including Pile Connection and Joint Welding Work |  | 0 | AF | 700 ≤ DIA <800 | 0 | DIA=( )mm | Pile Length per Hole=( )M | 0 | 0 | 0 | 0 | 0 |  | M | M | A02AA018 | A02AA018-00011
A02AA018-00012 | AR | A02 | Pile Work | AA | Piling Work | 018 | Pretensioned High-strength Concrete Pile (Type-A) | 11 | Direct Driving |  | 0 |  | 0 |  | 0 |  | 0 | 03 | Including Pile Connection and Joint Welding Work |  | 0 | AG | 800 ≤ DIA <900 | 0 | DIA=( )mm | Pile Length per Hole=( )M | 0 | 0 | 0 | 0 | 0 |  | M | M | A02AA018 | A02AA018-00012
A02AA018-00013 | AR | A02 | Pile Work | AA | Piling Work | 018 | Pretensioned High-strength Concrete Pile (Type-A) | 11 | Direct Driving |  | 0 |  | 0 |  | 0 |  | 0 | 03 | Including Pile Connection and Joint Welding Work |  | 0 | AH | 900 ≤ DIA <1000 | 0 | DIA=( )mm | Pile Length per Hole=( )M | 0 | 0 | 0 | 0 | 0 |  | M | M | A02AA018 | A02AA018-00013
A02AA018-00014 | AR | A02 | Pile Work | AA | Piling Work | 018 | Pretensioned High-strength Concrete Pile (Type-A) | 11 | Direct Driving |  | 0 |  | 0 |  | 0 |  | 0 | 03 | Including Pile Connection and Joint Welding Work |  | 0 | AJ | 1000 ≤ DIA <1200 | 0 | DIA=( )mm | Pile Length per Hole=( )M | 0 | 0 | 0 | 0 | 0 |  | M | M | A02AA018 | A02AA018-00014
A02AA018-00015 | AR | A02 | Pile Work | AA | Piling Work | 018 | Pretensioned High-strength Concrete Pile (Type-A) | 13 | Jacking |  | 0 |  | 0 |  | 0 |  | 0 | 03 | Including Pile Connection and Joint Welding Work |  | 0 | AB | DIA<400 | 0 | DIA=( )mm | Pile Length per Hole=( )M | 0 | 0 | 0 | 0 | 0 |  | M | M | A02AA018 | A02AA018-00015
A02AA018-00016 | AR | A02 | Pile Work | AA | Piling Work | 018 | Pretensioned High-strength Concrete Pile (Type-A) | 13 | Jacking |  | 0 |  | 0 |  | 0 |  | 0 | 03 | Including Pile Connection and Joint Welding Work |  | 0 | AC | 400 ≤ DIA <500 | 0 | DIA=( )mm | Pile Length per Hole=( )M | 0 | 0 | 0 | 0 | 0 |  | M | M | A02AA018 | A02AA018-00016
A02AA018-00017 | AR | A02 | Pile Work | AA | Piling Work | 018 | Pretensioned High-strength Concrete Pile (Type-A) | 13 | Jacking |  | 0 |  | 0 |  | 0 |  | 0 | 03 | Including Pile Connection and Joint Welding Work |  | 0 | AD | 500 ≤ DIA <600 | 0 | DIA=( )mm | Pile Length per Hole=( )M | 0 | 0 | 0 | 0 | 0 |  | M | M | A02AA018 | A02AA018-00017
A02AA018-00018 | AR | A02 | Pile Work | AA | Piling Work | 018 | Pretensioned High-strength Concrete Pile (Type-A) | 13 | Jacking |  | 0 |  | 0 |  | 0 |  | 0 | 03 | Including Pile Connection and Joint Welding Work |  | 0 | AE | 600 ≤ DIA <700 | 0 | DIA=( )mm | Pile Length per Hole=( )M | 0 | 0 | 0 | 0 | 0 |  | M | M | A02AA018 | A02AA018-00018
A02AA018-00019 | AR | A02 | Pile Work | AA | Piling Work | 018 | Pretensioned High-strength Concrete Pile (Type-A) | 13 | Jacking |  | 0 |  | 0 |  | 0 |  | 0 | 03 | Including Pile Connection and Joint Welding Work |  | 0 | AF | 700 ≤ DIA <800 | 0 | DIA=( )mm | Pile Length per Hole=( )M | 0 | 0 | 0 | 0 | 0 |  | M | M | A02AA018 | A02AA018-00019
A02AA018-00020 | AR | A02 | Pile Work | AA | Piling Work | 018 | Pretensioned High-strength Concrete Pile (Type-A) | 13 | Jacking |  | 0 |  | 0 |  | 0 |  | 0 | 03 | Including Pile Connection and Joint Welding Work |  | 0 | AG | 800 ≤ DIA <900 | 0 | DIA=( )mm | Pile Length per Hole=( )M | 0 | 0 | 0 | 0 | 0 |  | M | M | A02AA018 | A02AA018-00020
A02AA018-00021 | AR | A02 | Pile Work | AA | Piling Work | 018 | Pretensioned High-strength Concrete Pile (Type-A) | 13 | Jacking |  | 0 |  | 0 |  | 0 |  | 0 | 03 | Including Pile Connection and Joint Welding Work |  | 0 | AH | 900 ≤ DIA <1000 | 0 | DIA=( )mm | Pile Length per Hole=( )M | 0 | 0 | 0 | 0 | 0 |  | M | M | A02AA018 | A02AA018-00021
A02AA018-00022 | AR | A02 | Pile Work | AA | Piling Work | 018 | Pretensioned High-strength Concrete Pile (Type-A) | 13 | Jacking |  | 0 |  | 0 |  | 0 |  | 0 | 03 | Including Pile Connection and Joint Welding Work |  | 0 | AJ | 1000 ≤ DIA <1200 | 0 | DIA=( )mm | Pile Length per Hole=( )M | 0 | 0 | 0 | 0 | 0 |  | M | M | A02AA018 | A02AA018-00022
A02AA018-00023 | AR | A02 | Pile Work | AA | Piling Work | 018 | Pretensioned High-strength Concrete Pile (Type-A) | FL | Augering without Casing |  | 0 |  | 0 |  | 0 |  | 0 | 03 | Including Pile Connection and Joint Welding Work |  | 0 | AB | DIA<400 | 0 | DIA=( )mm | Pile Length per Hole=( )M | 0 | 0 | 0 | 0 | 0 |  | M | M | A02AA018 | A02AA018-00023
A02AA018-00024 | AR | A02 | Pile Work | AA | Piling Work | 018 | Pretensioned High-strength Concrete Pile (Type-A) | FL | Augering without Casing |  | 0 |  | 0 |  | 0 |  | 0 | 03 | Including Pile Connection and Joint Welding Work |  | 0 | AC | 400 ≤ DIA <500 | 0 | DIA=( )mm | Pile Length per Hole=( )M | 0 | 0 | 0 | 0 | 0 |  | M | M | A02AA018 | A02AA018-00024
A02AA018-00025 | AR | A02 | Pile Work | AA | Piling Work | 018 | Pretensioned High-strength Concrete Pile (Type-A) | FL | Augering without Casing |  | 0 |  | 0 |  | 0 |  | 0 | 03 | Including Pile Connection and Joint Welding Work |  | 0 | AD | 500 ≤ DIA <600 | 0 | DIA=( )mm | Pile Length per Hole=( )M | 0 | 0 | 0 | 0 | 0 |  | M | M | A02AA018 | A02AA018-00025
A02AA018-00026 | AR | A02 | Pile Work | AA | Piling Work | 018 | Pretensioned High-strength Concrete Pile (Type-A) | FL | Augering without Casing |  | 0 |  | 0 |  | 0 |  | 0 | 03 | Including Pile Connection and Joint Welding Work |  | 0 | AE | 600 ≤ DIA <700 | 0 | DIA=( )mm | Pile Length per Hole=( )M | 0 | 0 | 0 | 0 | 0 |  | M | M | A02AA018 | A02AA018-00026
A02AA018-00027 | AR | A02 | Pile Work | AA | Piling Work | 018 | Pretensioned High-strength Concrete Pile (Type-A) | FL | Augering without Casing |  | 0 |  | 0 |  | 0 |  | 0 | 03 | Including Pile Connection and Joint Welding Work |  | 0 | AF | 700 ≤ DIA <800 | 0 | DIA=( )mm | Pile Length per Hole=( )M | 0 | 0 | 0 | 0 | 0 |  | M | M | A02AA018 | A02AA018-00027
A02AA018-00028 | AR | A02 | Pile Work | AA | Piling Work | 018 | Pretensioned High-strength Concrete Pile (Type-A) | FL | Augering without Casing |  | 0 |  | 0 |  | 0 |  | 0 | 03 | Including Pile Connection and Joint Welding Work |  | 0 | AG | 800 ≤ DIA <900 | 0 | DIA=( )mm | Pile Length per Hole=( )M | 0 | 0 | 0 | 0 | 0 |  | M | M | A02AA018 | A02AA018-00028
A02AA018-00029 | AR | A02 | Pile Work | AA | Piling Work | 018 | Pretensioned High-strength Concrete Pile (Type-A) | FL | Augering without Casing |  | 0 |  | 0 |  | 0 |  | 0 | 03 | Including Pile Connection and Joint Welding Work |  | 0 | AH | 900 ≤ DIA <1000 | 0 | DIA=( )mm | Pile Length per Hole=( )M | 0 | 0 | 0 | 0 | 0 |  | M | M | A02AA018 | A02AA018-00029
A02AA018-00030 | AR | A02 | Pile Work | AA | Piling Work | 018 | Pretensioned High-strength Concrete Pile (Type-A) | FL | Augering without Casing |  | 0 |  | 0 |  | 0 |  | 0 | 03 | Including Pile Connection and Joint Welding Work |  | 0 | AJ | 1000 ≤ DIA <1200 | 0 | DIA=( )mm | Pile Length per Hole=( )M | 0 | 0 | 0 | 0 | 0 |  | M | M | A02AA018 | A02AA018-00030
A02AA018-00031 | AR | A02 | Pile Work | AA | Piling Work | 018 | Pretensioned High-strength Concrete Pile (Type-A) | FM | Augering with Casing |  | 0 |  | 0 |  | 0 |  | 0 | 03 | Including Pile Connection and Joint Welding Work |  | 0 | AB | DIA<400 | 0 | DIA=( )mm | Pile Length per Hole=( )M | 0 | 0 | 0 | 0 | 0 |  | M | M | A02AA018 | A02AA018-00031
A02AA018-00032 | AR | A02 | Pile Work | AA | Piling Work | 018 | Pretensioned High-strength Concrete Pile (Type-A) | FM | Augering with Casing |  | 0 |  | 0 |  | 0 |  | 0 | 03 | Including Pile Connection and Joint Welding Work |  | 0 | AC | 400 ≤ DIA <500 | 0 | DIA=( )mm | Pile Length per Hole=( )M | 0 | 0 | 0 | 0 | 0 |  | M | M | A02AA018 | A02AA018-00032
A02AA018-00033 | AR | A02 | Pile Work | AA | Piling Work | 018 | Pretensioned High-strength Concrete Pile (Type-A) | FM | Augering with Casing |  | 0 |  | 0 |  | 0 |  | 0 | 03 | Including Pile Connection and Joint Welding Work |  | 0 | AD | 500 ≤ DIA <600 | 0 | DIA=( )mm | Pile Length per Hole=( )M | 0 | 0 | 0 | 0 | 0 |  | M | M | A02AA018 | A02AA018-00033
A02AA018-00034 | AR | A02 | Pile Work | AA | Piling Work | 018 | Pretensioned High-strength Concrete Pile (Type-A) | FM | Augering with Casing |  | 0 |  | 0 |  | 0 |  | 0 | 03 | Including Pile Connection and Joint Welding Work |  | 0 | AE | 600 ≤ DIA <700 | 0 | DIA=( )mm | Pile Length per Hole=( )M | 0 | 0 | 0 | 0 | 0 |  | M | M | A02AA018 | A02AA018-00034
A02AA018-00035 | AR | A02 | Pile Work | AA | Piling Work | 018 | Pretensioned High-strength Concrete Pile (Type-A) | FM | Augering with Casing |  | 0 |  | 0 |  | 0 |  | 0 | 03 | Including Pile Connection and Joint Welding Work |  | 0 | AF | 700 ≤ DIA <800 | 0 | DIA=( )mm | Pile Length per Hole=( )M | 0 | 0 | 0 | 0 | 0 |  | M | M | A02AA018 | A02AA018-00035
A02AA018-00036 | AR | A02 | Pile Work | AA | Piling Work | 018 | Pretensioned High-strength Concrete Pile (Type-A) | FM | Augering with Casing |  | 0 |  | 0 |  | 0 |  | 0 | 03 | Including Pile Connection and Joint Welding Work |  | 0 | AG | 800 ≤ DIA <900 | 0 | DIA=( )mm | Pile Length per Hole=( )M | 0 | 0 | 0 | 0 | 0 |  | M | M | A02AA018 | A02AA018-00036
A02AA018-00037 | AR | A02 | Pile Work | AA | Piling Work | 018 | Pretensioned High-strength Concrete Pile (Type-A) | FM | Augering with Casing |  | 0 |  | 0 |  | 0 |  | 0 | 03 | Including Pile Connection and Joint Welding Work |  | 0 | AH | 900 ≤ DIA <1000 | 0 | DIA=( )mm | Pile Length per Hole=( )M | 0 | 0 | 0 | 0 | 0 |  | M | M | A02AA018 | A02AA018-00037
A02AA018-00038 | AR | A02 | Pile Work | AA | Piling Work | 018 | Pretensioned High-strength Concrete Pile (Type-A) | FM | Augering with Casing |  | 0 |  | 0 |  | 0 |  | 0 | 03 | Including Pile Connection and Joint Welding Work |  | 0 | AJ | 1000 ≤ DIA <1200 | 0 | DIA=( )mm | Pile Length per Hole=( )M | 0 | 0 | 0 | 0 | 0 |  | M | M | A02AA018 | A02AA018-00038
A02AA018-00039 | AR | A02 | Pile Work | AA | Piling Work | 018 | Pretensioned High-strength Concrete Pile (Type-A) | FN | Percussion Rotary Drilling with Casing |  | 0 |  | 0 |  | 0 |  | 0 | 03 | Including Pile Connection and Joint Welding Work |  | 0 | AB | DIA<400 | 0 | DIA=( )mm | Pile Length per Hole=( )M | 0 | 0 | 0 | 0 | 0 |  | M | M | A02AA018 | A02AA018-00039
A02AA018-00040 | AR | A02 | Pile Work | AA | Piling Work | 018 | Pretensioned High-strength Concrete Pile (Type-A) | FN | Percussion Rotary Drilling with Casing |  | 0 |  | 0 |  | 0 |  | 0 | 03 | Including Pile Connection and Joint Welding Work |  | 0 | AC | 400 ≤ DIA <500 | 0 | DIA=( )mm | Pile Length per Hole=( )M | 0 | 0 | 0 | 0 | 0 |  | M | M | A02AA018 | A02AA018-00040
A02AA018-00041 | AR | A02 | Pile Work | AA | Piling Work | 018 | Pretensioned High-strength Concrete Pile (Type-A) | FN | Percussion Rotary Drilling with Casing |  | 0 |  | 0 |  | 0 |  | 0 | 03 | Including Pile Connection and Joint Welding Work |  | 0 | AD | 500 ≤ DIA <600 | 0 | DIA=( )mm | Pile Length per Hole=( )M | 0 | 0 | 0 | 0 | 0 |  | M | M | A02AA018 | A02AA018-00041
A02AA018-00042 | AR | A02 | Pile Work | AA | Piling Work | 018 | Pretensioned High-strength Concrete Pile (Type-A) | FN | Percussion Rotary Drilling with Casing |  | 0 |  | 0 |  | 0 |  | 0 | 03 | Including Pile Connection and Joint Welding Work |  | 0 | AE | 600 ≤ DIA <700 | 0 | DIA=( )mm | Pile Length per Hole=( )M | 0 | 0 | 0 | 0 | 0 |  | M | M | A02AA018 | A02AA018-00042
A02AA018-00043 | AR | A02 | Pile Work | AA | Piling Work | 018 | Pretensioned High-strength Concrete Pile (Type-A) | FN | Percussion Rotary Drilling with Casing |  | 0 |  | 0 |  | 0 |  | 0 | 03 | Including Pile Connection and Joint Welding Work |  | 0 | AF | 700 ≤ DIA <800 | 0 | DIA=( )mm | Pile Length per Hole=( )M | 0 | 0 | 0 | 0 | 0 |  | M | M | A02AA018 | A02AA018-00043
A02AA018-00044 | AR | A02 | Pile Work | AA | Piling Work | 018 | Pretensioned High-strength Concrete Pile (Type-A) | FN | Percussion Rotary Drilling with Casing |  | 0 |  | 0 |  | 0 |  | 0 | 03 | Including Pile Connection and Joint Welding Work |  | 0 | AG | 800 ≤ DIA <900 | 0 | DIA=( )mm | Pile Length per Hole=( )M | 0 | 0 | 0 | 0 | 0 |  | M | M | A02AA018 | A02AA018-00044
A02AA018-00045 | AR | A02 | Pile Work | AA | Piling Work | 018 | Pretensioned High-strength Concrete Pile (Type-A) | FN | Percussion Rotary Drilling with Casing |  | 0 |  | 0 |  | 0 |  | 0 | 03 | Including Pile Connection and Joint Welding Work |  | 0 | AH | 900 ≤ DIA <1000 | 0 | DIA=( )mm | Pile Length per Hole=( )M | 0 | 0 | 0 | 0 | 0 |  | M | M | A02AA018 | A02AA018-00045
A02AA018-00046 | AR | A02 | Pile Work | AA | Piling Work | 018 | Pretensioned High-strength Concrete Pile (Type-A) | FN | Percussion Rotary Drilling with Casing |  | 0 |  | 0 |  | 0 |  | 0 | 03 | Including Pile Connection and Joint Welding Work |  | 0 | AJ | 1000 ≤ DIA <1200 | 0 | DIA=( )mm | Pile Length per Hole=( )M | 0 | 0 | 0 | 0 | 0 |  | M | M | A02AA018 | A02AA018-00046
A02AA019-00007 | AR | A02 | Pile Work | AA | Piling Work | 019 | Pretensioned High-strength Concrete Pile (Type-B) | 11 | Direct Driving |  | 0 |  | 0 |  | 0 |  | 0 | 03 | Including Pile Connection and Joint Welding Work |  | 0 | AB | DIA<400 | 0 | DIA=( )mm | Pile Length per Hole=( )M | 0 | 0 | 0 | 0 | 0 |  | M | M | A02AA019 | A02AA019-00007
A02AA019-00008 | AR | A02 | Pile Work | AA | Piling Work | 019 | Pretensioned High-strength Concrete Pile (Type-B) | 11 | Direct Driving |  | 0 |  | 0 |  | 0 |  | 0 | 03 | Including Pile Connection and Joint Welding Work |  | 0 | AC | 400 ≤ DIA <500 | 0 | DIA=( )mm | Pile Length per Hole=( )M | 0 | 0 | 0 | 0 | 0 |  | M | M | A02AA019 | A02AA019-00008
A02AA019-00009 | AR | A02 | Pile Work | AA | Piling Work | 019 | Pretensioned High-strength Concrete Pile (Type-B) | 11 | Direct Driving |  | 0 |  | 0 |  | 0 |  | 0 | 03 | Including Pile Connection and Joint Welding Work |  | 0 | AD | 500 ≤ DIA <600 | 0 | DIA=( )mm | Pile Length per Hole=( )M | 0 | 0 | 0 | 0 | 0 |  | M | M | A02AA019 | A02AA019-00009
A02AA019-00010 | AR | A02 | Pile Work | AA | Piling Work | 019 | Pretensioned High-strength Concrete Pile (Type-B) | 11 | Direct Driving |  | 0 |  | 0 |  | 0 |  | 0 | 03 | Including Pile Connection and Joint Welding Work |  | 0 | AE | 600 ≤ DIA <700 | 0 | DIA=( )mm | Pile Length per Hole=( )M | 0 | 0 | 0 | 0 | 0 |  | M | M | A02AA019 | A02AA019-00010
A02AA019-00011 | AR | A02 | Pile Work | AA | Piling Work | 019 | Pretensioned High-strength Concrete Pile (Type-B) | 11 | Direct Driving |  | 0 |  | 0 |  | 0 |  | 0 | 03 | Including Pile Connection and Joint Welding Work |  | 0 | AF | 700 ≤ DIA <800 | 0 | DIA=( )mm | Pile Length per Hole=( )M | 0 | 0 | 0 | 0 | 0 |  | M | M | A02AA019 | A02AA019-00011
A02AA019-00012 | AR | A02 | Pile Work | AA | Piling Work | 019 | Pretensioned High-strength Concrete Pile (Type-B) | 11 | Direct Driving |  | 0 |  | 0 |  | 0 |  | 0 | 03 | Including Pile Connection and Joint Welding Work |  | 0 | AG | 800 ≤ DIA <900 | 0 | DIA=( )mm | Pile Length per Hole=( )M | 0 | 0 | 0 | 0 | 0 |  | M | M | A02AA019 | A02AA019-00012
A02AA019-00013 | AR | A02 | Pile Work | AA | Piling Work | 019 | Pretensioned High-strength Concrete Pile (Type-B) | 11 | Direct Driving |  | 0 |  | 0 |  | 0 |  | 0 | 03 | Including Pile Connection and Joint Welding Work |  | 0 | AH | 900 ≤ DIA <1000 | 0 | DIA=( )mm | Pile Length per Hole=( )M | 0 | 0 | 0 | 0 | 0 |  | M | M | A02AA019 | A02AA019-00013
A02AA019-00014 | AR | A02 | Pile Work | AA | Piling Work | 019 | Pretensioned High-strength Concrete Pile (Type-B) | 11 | Direct Driving |  | 0 |  | 0 |  | 0 |  | 0 | 03 | Including Pile Connection and Joint Welding Work |  | 0 | AJ | 1000 ≤ DIA <1200 | 0 | DIA=( )mm | Pile Length per Hole=( )M | 0 | 0 | 0 | 0 | 0 |  | M | M | A02AA019 | A02AA019-00014
A02AA019-00015 | AR | A02 | Pile Work | AA | Piling Work | 019 | Pretensioned High-strength Concrete Pile (Type-B) | 13 | Jacking |  | 0 |  | 0 |  | 0 |  | 0 | 03 | Including Pile Connection and Joint Welding Work |  | 0 | AB | DIA<400 | 0 | DIA=( )mm | Pile Length per Hole=( )M | 0 | 0 | 0 | 0 | 0 |  | M | M | A02AA019 | A02AA019-00015
A02AA019-00016 | AR | A02 | Pile Work | AA | Piling Work | 019 | Pretensioned High-strength Concrete Pile (Type-B) | 13 | Jacking |  | 0 |  | 0 |  | 0 |  | 0 | 03 | Including Pile Connection and Joint Welding Work |  | 0 | AC | 400 ≤ DIA <500 | 0 | DIA=( )mm | Pile Length per Hole=( )M | 0 | 0 | 0 | 0 | 0 |  | M | M | A02AA019 | A02AA019-00016
A02AA019-00017 | AR | A02 | Pile Work | AA | Piling Work | 019 | Pretensioned High-strength Concrete Pile (Type-B) | 13 | Jacking |  | 0 |  | 0 |  | 0 |  | 0 | 03 | Including Pile Connection and Joint Welding Work |  | 0 | AD | 500 ≤ DIA <600 | 0 | DIA=( )mm | Pile Length per Hole=( )M | 0 | 0 | 0 | 0 | 0 |  | M | M | A02AA019 | A02AA019-00017
A02AA019-00018 | AR | A02 | Pile Work | AA | Piling Work | 019 | Pretensioned High-strength Concrete Pile (Type-B) | 13 | Jacking |  | 0 |  | 0 |  | 0 |  | 0 | 03 | Including Pile Connection and Joint Welding Work |  | 0 | AE | 600 ≤ DIA <700 | 0 | DIA=( )mm | Pile Length per Hole=( )M | 0 | 0 | 0 | 0 | 0 |  | M | M | A02AA019 | A02AA019-00018
A02AA019-00019 | AR | A02 | Pile Work | AA | Piling Work | 019 | Pretensioned High-strength Concrete Pile (Type-B) | 13 | Jacking |  | 0 |  | 0 |  | 0 |  | 0 | 03 | Including Pile Connection and Joint Welding Work |  | 0 | AF | 700 ≤ DIA <800 | 0 | DIA=( )mm | Pile Length per Hole=( )M | 0 | 0 | 0 | 0 | 0 |  | M | M | A02AA019 | A02AA019-00019
A02AA019-00020 | AR | A02 | Pile Work | AA | Piling Work | 019 | Pretensioned High-strength Concrete Pile (Type-B) | 13 | Jacking |  | 0 |  | 0 |  | 0 |  | 0 | 03 | Including Pile Connection and Joint Welding Work |  | 0 | AG | 800 ≤ DIA <900 | 0 | DIA=( )mm | Pile Length per Hole=( )M | 0 | 0 | 0 | 0 | 0 |  | M | M | A02AA019 | A02AA019-00020
A02AA019-00021 | AR | A02 | Pile Work | AA | Piling Work | 019 | Pretensioned High-strength Concrete Pile (Type-B) | 13 | Jacking |  | 0 |  | 0 |  | 0 |  | 0 | 03 | Including Pile Connection and Joint Welding Work |  | 0 | AH | 900 ≤ DIA <1000 | 0 | DIA=( )mm | Pile Length per Hole=( )M | 0 | 0 | 0 | 0 | 0 |  | M | M | A02AA019 | A02AA019-00021
A02AA019-00022 | AR | A02 | Pile Work | AA | Piling Work | 019 | Pretensioned High-strength Concrete Pile (Type-B) | 13 | Jacking |  | 0 |  | 0 |  | 0 |  | 0 | 03 | Including Pile Connection and Joint Welding Work |  | 0 | AJ | 1000 ≤ DIA <1200 | 0 | DIA=( )mm | Pile Length per Hole=( )M | 0 | 0 | 0 | 0 | 0 |  | M | M | A02AA019 | A02AA019-00022
A02AA019-00023 | AR | A02 | Pile Work | AA | Piling Work | 019 | Pretensioned High-strength Concrete Pile (Type-B) | FL | Augering without Casing |  | 0 |  | 0 |  | 0 |  | 0 | 03 | Including Pile Connection and Joint Welding Work |  | 0 | AB | DIA<400 | 0 | DIA=( )mm | Pile Length per Hole=( )M | 0 | 0 | 0 | 0 | 0 |  | M | M | A02AA019 | A02AA019-00023
A02AA019-00024 | AR | A02 | Pile Work | AA | Piling Work | 019 | Pretensioned High-strength Concrete Pile (Type-B) | FL | Augering without Casing |  | 0 |  | 0 |  | 0 |  | 0 | 03 | Including Pile Connection and Joint Welding Work |  | 0 | AC | 400 ≤ DIA <500 | 0 | DIA=( )mm | Pile Length per Hole=( )M | 0 | 0 | 0 | 0 | 0 |  | M | M | A02AA019 | A02AA019-00024
A02AA019-00025 | AR | A02 | Pile Work | AA | Piling Work | 019 | Pretensioned High-strength Concrete Pile (Type-B) | FL | Augering without Casing |  | 0 |  | 0 |  | 0 |  | 0 | 03 | Including Pile Connection and Joint Welding Work |  | 0 | AD | 500 ≤ DIA <600 | 0 | DIA=( )mm | Pile Length per Hole=( )M | 0 | 0 | 0 | 0 | 0 |  | M | M | A02AA019 | A02AA019-00025
A02AA019-00026 | AR | A02 | Pile Work | AA | Piling Work | 019 | Pretensioned High-strength Concrete Pile (Type-B) | FL | Augering without Casing |  | 0 |  | 0 |  | 0 |  | 0 | 03 | Including Pile Connection and Joint Welding Work |  | 0 | AE | 600 ≤ DIA <700 | 0 | DIA=( )mm | Pile Length per Hole=( )M | 0 | 0 | 0 | 0 | 0 |  | M | M | A02AA019 | A02AA019-00026
A02AA019-00027 | AR | A02 | Pile Work | AA | Piling Work | 019 | Pretensioned High-strength Concrete Pile (Type-B) | FL | Augering without Casing |  | 0 |  | 0 |  | 0 |  | 0 | 03 | Including Pile Connection and Joint Welding Work |  | 0 | AF | 700 ≤ DIA <800 | 0 | DIA=( )mm | Pile Length per Hole=( )M | 0 | 0 | 0 | 0 | 0 |  | M | M | A02AA019 | A02AA019-00027
A02AA019-00028 | AR | A02 | Pile Work | AA | Piling Work | 019 | Pretensioned High-strength Concrete Pile (Type-B) | FL | Augering without Casing |  | 0 |  | 0 |  | 0 |  | 0 | 03 | Including Pile Connection and Joint Welding Work |  | 0 | AG | 800 ≤ DIA <900 | 0 | DIA=( )mm | Pile Length per Hole=( )M | 0 | 0 | 0 | 0 | 0 |  | M | M | A02AA019 | A02AA019-00028
A02AA019-00029 | AR | A02 | Pile Work | AA | Piling Work | 019 | Pretensioned High-strength Concrete Pile (Type-B) | FL | Augering without Casing |  | 0 |  | 0 |  | 0 |  | 0 | 03 | Including Pile Connection and Joint Welding Work |  | 0 | AH | 900 ≤ DIA <1000 | 0 | DIA=( )mm | Pile Length per Hole=( )M | 0 | 0 | 0 | 0 | 0 |  | M | M | A02AA019 | A02AA019-00029
A02AA019-00030 | AR | A02 | Pile Work | AA | Piling Work | 019 | Pretensioned High-strength Concrete Pile (Type-B) | FL | Augering without Casing |  | 0 |  | 0 |  | 0 |  | 0 | 03 | Including Pile Connection and Joint Welding Work |  | 0 | AJ | 1000 ≤ DIA <1200 | 0 | DIA=( )mm | Pile Length per Hole=( )M | 0 | 0 | 0 | 0 | 0 |  | M | M | A02AA019 | A02AA019-00030
A02AA019-00031 | AR | A02 | Pile Work | AA | Piling Work | 019 | Pretensioned High-strength Concrete Pile (Type-B) | FM | Augering with Casing |  | 0 |  | 0 |  | 0 |  | 0 | 03 | Including Pile Connection and Joint Welding Work |  | 0 | AB | DIA<400 | 0 | DIA=( )mm | Pile Length per Hole=( )M | 0 | 0 | 0 | 0 | 0 |  | M | M | A02AA019 | A02AA019-00031
A02AA019-00032 | AR | A02 | Pile Work | AA | Piling Work | 019 | Pretensioned High-strength Concrete Pile (Type-B) | FM | Augering with Casing |  | 0 |  | 0 |  | 0 |  | 0 | 03 | Including Pile Connection and Joint Welding Work |  | 0 | AC | 400 ≤ DIA <500 | 0 | DIA=( )mm | Pile Length per Hole=( )M | 0 | 0 | 0 | 0 | 0 |  | M | M | A02AA019 | A02AA019-00032
A02AA019-00033 | AR | A02 | Pile Work | AA | Piling Work | 019 | Pretensioned High-strength Concrete Pile (Type-B) | FM | Augering with Casing |  | 0 |  | 0 |  | 0 |  | 0 | 03 | Including Pile Connection and Joint Welding Work |  | 0 | AD | 500 ≤ DIA <600 | 0 | DIA=( )mm | Pile Length per Hole=( )M | 0 | 0 | 0 | 0 | 0 |  | M | M | A02AA019 | A02AA019-00033
A02AA019-00034 | AR | A02 | Pile Work | AA | Piling Work | 019 | Pretensioned High-strength Concrete Pile (Type-B) | FM | Augering with Casing |  | 0 |  | 0 |  | 0 |  | 0 | 03 | Including Pile Connection and Joint Welding Work |  | 0 | AE | 600 ≤ DIA <700 | 0 | DIA=( )mm | Pile Length per Hole=( )M | 0 | 0 | 0 | 0 | 0 |  | M | M | A02AA019 | A02AA019-00034
A02AA019-00035 | AR | A02 | Pile Work | AA | Piling Work | 019 | Pretensioned High-strength Concrete Pile (Type-B) | FM | Augering with Casing |  | 0 |  | 0 |  | 0 |  | 0 | 03 | Including Pile Connection and Joint Welding Work |  | 0 | AF | 700 ≤ DIA <800 | 0 | DIA=( )mm | Pile Length per Hole=( )M | 0 | 0 | 0 | 0 | 0 |  | M | M | A02AA019 | A02AA019-00035
A02AA019-00036 | AR | A02 | Pile Work | AA | Piling Work | 019 | Pretensioned High-strength Concrete Pile (Type-B) | FM | Augering with Casing |  | 0 |  | 0 |  | 0 |  | 0 | 03 | Including Pile Connection and Joint Welding Work |  | 0 | AG | 800 ≤ DIA <900 | 0 | DIA=( )mm | Pile Length per Hole=( )M | 0 | 0 | 0 | 0 | 0 |  | M | M | A02AA019 | A02AA019-00036
A02AA019-00037 | AR | A02 | Pile Work | AA | Piling Work | 019 | Pretensioned High-strength Concrete Pile (Type-B) | FM | Augering with Casing |  | 0 |  | 0 |  | 0 |  | 0 | 03 | Including Pile Connection and Joint Welding Work |  | 0 | AH | 900 ≤ DIA <1000 | 0 | DIA=( )mm | Pile Length per Hole=( )M | 0 | 0 | 0 | 0 | 0 |  | M | M | A02AA019 | A02AA019-00037
A02AA019-00038 | AR | A02 | Pile Work | AA | Piling Work | 019 | Pretensioned High-strength Concrete Pile (Type-B) | FM | Augering with Casing |  | 0 |  | 0 |  | 0 |  | 0 | 03 | Including Pile Connection and Joint Welding Work |  | 0 | AJ | 1000 ≤ DIA <1200 | 0 | DIA=( )mm | Pile Length per Hole=( )M | 0 | 0 | 0 | 0 | 0 |  | M | M | A02AA019 | A02AA019-00038
A02AA019-00039 | AR | A02 | Pile Work | AA | Piling Work | 019 | Pretensioned High-strength Concrete Pile (Type-B) | FN | Percussion Rotary Drilling with Casing |  | 0 |  | 0 |  | 0 |  | 0 | 03 | Including Pile Connection and Joint Welding Work |  | 0 | AB | DIA<400 | 0 | DIA=( )mm | Pile Length per Hole=( )M | 0 | 0 | 0 | 0 | 0 |  | M | M | A02AA019 | A02AA019-00039
A02AA019-00040 | AR | A02 | Pile Work | AA | Piling Work | 019 | Pretensioned High-strength Concrete Pile (Type-B) | FN | Percussion Rotary Drilling with Casing |  | 0 |  | 0 |  | 0 |  | 0 | 03 | Including Pile Connection and Joint Welding Work |  | 0 | AC | 400 ≤ DIA <500 | 0 | DIA=( )mm | Pile Length per Hole=( )M | 0 | 0 | 0 | 0 | 0 |  | M | M | A02AA019 | A02AA019-00040
A02AA019-00041 | AR | A02 | Pile Work | AA | Piling Work | 019 | Pretensioned High-strength Concrete Pile (Type-B) | FN | Percussion Rotary Drilling with Casing |  | 0 |  | 0 |  | 0 |  | 0 | 03 | Including Pile Connection and Joint Welding Work |  | 0 | AD | 500 ≤ DIA <600 | 0 | DIA=( )mm | Pile Length per Hole=( )M | 0 | 0 | 0 | 0 | 0 |  | M | M | A02AA019 | A02AA019-00041
A02AA019-00042 | AR | A02 | Pile Work | AA | Piling Work | 019 | Pretensioned High-strength Concrete Pile (Type-B) | FN | Percussion Rotary Drilling with Casing |  | 0 |  | 0 |  | 0 |  | 0 | 03 | Including Pile Connection and Joint Welding Work |  | 0 | AE | 600 ≤ DIA <700 | 0 | DIA=( )mm | Pile Length per Hole=( )M | 0 | 0 | 0 | 0 | 0 |  | M | M | A02AA019 | A02AA019-00042
A02AA019-00043 | AR | A02 | Pile Work | AA | Piling Work | 019 | Pretensioned High-strength Concrete Pile (Type-B) | FN | Percussion Rotary Drilling with Casing |  | 0 |  | 0 |  | 0 |  | 0 | 03 | Including Pile Connection and Joint Welding Work |  | 0 | AF | 700 ≤ DIA <800 | 0 | DIA=( )mm | Pile Length per Hole=( )M | 0 | 0 | 0 | 0 | 0 |  | M | M | A02AA019 | A02AA019-00043
A02AA019-00044 | AR | A02 | Pile Work | AA | Piling Work | 019 | Pretensioned High-strength Concrete Pile (Type-B) | FN | Percussion Rotary Drilling with Casing |  | 0 |  | 0 |  | 0 |  | 0 | 03 | Including Pile Connection and Joint Welding Work |  | 0 | AG | 800 ≤ DIA <900 | 0 | DIA=( )mm | Pile Length per Hole=( )M | 0 | 0 | 0 | 0 | 0 |  | M | M | A02AA019 | A02AA019-00044
A02AA019-00045 | AR | A02 | Pile Work | AA | Piling Work | 019 | Pretensioned High-strength Concrete Pile (Type-B) | FN | Percussion Rotary Drilling with Casing |  | 0 |  | 0 |  | 0 |  | 0 | 03 | Including Pile Connection and Joint Welding Work |  | 0 | AH | 900 ≤ DIA <1000 | 0 | DIA=( )mm | Pile Length per Hole=( )M | 0 | 0 | 0 | 0 | 0 |  | M | M | A02AA019 | A02AA019-00045
A02AA019-00046 | AR | A02 | Pile Work | AA | Piling Work | 019 | Pretensioned High-strength Concrete Pile (Type-B) | FN | Percussion Rotary Drilling with Casing |  | 0 |  | 0 |  | 0 |  | 0 | 03 | Including Pile Connection and Joint Welding Work |  | 0 | AJ | 1000 ≤ DIA <1200 | 0 | DIA=( )mm | Pile Length per Hole=( )M | 0 | 0 | 0 | 0 | 0 |  | M | M | A02AA019 | A02AA019-00046
A02AA020-00002 | AR | A02 | Pile Work | AA | Piling Work | 020 | Steel Pipe Pile Work | 11 | Direct Driving |  | 0 |  | 0 |  | 0 |  | 0 | 03 | Including Pile Connection and Joint Welding Work |  | 0 | AB | DIA<400 | 0 | DIA=( )mm | Pile Length per Hole=( )M | 0 | 0 | 0 | 0 | 0 |  | M | M | A02AA020 | A02AA020-00002
A02AA020-00003 | AR | A02 | Pile Work | AA | Piling Work | 020 | Steel Pipe Pile Work | 11 | Direct Driving |  | 0 |  | 0 |  | 0 |  | 0 | 03 | Including Pile Connection and Joint Welding Work |  | 0 | AC | 400 ≤ DIA <500 | 0 | DIA=( )mm | Pile Length per Hole=( )M | 0 | 0 | 0 | 0 | 0 |  | M | M | A02AA020 | A02AA020-00003
A02AA020-00004 | AR | A02 | Pile Work | AA | Piling Work | 020 | Steel Pipe Pile Work | 11 | Direct Driving |  | 0 |  | 0 |  | 0 |  | 0 | 03 | Including Pile Connection and Joint Welding Work |  | 0 | AD | 500 ≤ DIA <600 | 0 | DIA=( )mm | Pile Length per Hole=( )M | 0 | 0 | 0 | 0 | 0 |  | M | M | A02AA020 | A02AA020-00004
A02AA020-00005 | AR | A02 | Pile Work | AA | Piling Work | 020 | Steel Pipe Pile Work | 11 | Direct Driving |  | 0 |  | 0 |  | 0 |  | 0 | 03 | Including Pile Connection and Joint Welding Work |  | 0 | AE | 600 ≤ DIA <700 | 0 | DIA=( )mm | Pile Length per Hole=( )M | 0 | 0 | 0 | 0 | 0 |  | M | M | A02AA020 | A02AA020-00005
A02AA020-00006 | AR | A02 | Pile Work | AA | Piling Work | 020 | Steel Pipe Pile Work | 11 | Direct Driving |  | 0 |  | 0 |  | 0 |  | 0 | 03 | Including Pile Connection and Joint Welding Work |  | 0 | AF | 700 ≤ DIA <800 | 0 | DIA=( )mm | Pile Length per Hole=( )M | 0 | 0 | 0 | 0 | 0 |  | M | M | A02AA020 | A02AA020-00006
A02AA020-00007 | AR | A02 | Pile Work | AA | Piling Work | 020 | Steel Pipe Pile Work | 11 | Direct Driving |  | 0 |  | 0 |  | 0 |  | 0 | 03 | Including Pile Connection and Joint Welding Work |  | 0 | AG | 800 ≤ DIA <900 | 0 | DIA=( )mm | Pile Length per Hole=( )M | 0 | 0 | 0 | 0 | 0 |  | M | M | A02AA020 | A02AA020-00007
A02AA020-00008 | AR | A02 | Pile Work | AA | Piling Work | 020 | Steel Pipe Pile Work | 11 | Direct Driving |  | 0 |  | 0 |  | 0 |  | 0 | 03 | Including Pile Connection and Joint Welding Work |  | 0 | AH | 900 ≤ DIA <1000 | 0 | DIA=( )mm | Pile Length per Hole=( )M | 0 | 0 | 0 | 0 | 0 |  | M | M | A02AA020 | A02AA020-00008
A02AA020-00009 | AR | A02 | Pile Work | AA | Piling Work | 020 | Steel Pipe Pile Work | 11 | Direct Driving |  | 0 |  | 0 |  | 0 |  | 0 | 03 | Including Pile Connection and Joint Welding Work |  | 0 | AJ | 1000 ≤ DIA <1200 | 0 | DIA=( )mm | Pile Length per Hole=( )M | 0 | 0 | 0 | 0 | 0 |  | M | M | A02AA020 | A02AA020-00009
A02AA020-00010 | AR | A02 | Pile Work | AA | Piling Work | 020 | Steel Pipe Pile Work | FN | Percussion Rotary Drilling with Casing |  | 0 |  | 0 |  | 0 |  | 0 | 03 | Including Pile Connection and Joint Welding Work |  | 0 | AB | DIA<400 | 0 | DIA=( )mm | Pile Length per Hole=( )M | 0 | 0 | 0 | 0 | 0 |  | M | M | A02AA020 | A02AA020-00010
A02AA020-00011 | AR | A02 | Pile Work | AA | Piling Work | 020 | Steel Pipe Pile Work | FN | Percussion Rotary Drilling with Casing |  | 0 |  | 0 |  | 0 |  | 0 | 03 | Including Pile Connection and Joint Welding Work |  | 0 | AC | 400 ≤ DIA <500 | 0 | DIA=( )mm | Pile Length per Hole=( )M | 0 | 0 | 0 | 0 | 0 |  | M | M | A02AA020 | A02AA020-00011
A02AA020-00012 | AR | A02 | Pile Work | AA | Piling Work | 020 | Steel Pipe Pile Work | FN | Percussion Rotary Drilling with Casing |  | 0 |  | 0 |  | 0 |  | 0 | 03 | Including Pile Connection and Joint Welding Work |  | 0 | AD | 500 ≤ DIA <600 | 0 | DIA=( )mm | Pile Length per Hole=( )M | 0 | 0 | 0 | 0 | 0 |  | M | M | A02AA020 | A02AA020-00012
A02AA020-00013 | AR | A02 | Pile Work | AA | Piling Work | 020 | Steel Pipe Pile Work | FN | Percussion Rotary Drilling with Casing |  | 0 |  | 0 |  | 0 |  | 0 | 03 | Including Pile Connection and Joint Welding Work |  | 0 | AE | 600 ≤ DIA <700 | 0 | DIA=( )mm | Pile Length per Hole=( )M | 0 | 0 | 0 | 0 | 0 |  | M | M | A02AA020 | A02AA020-00013
A02AA020-00014 | AR | A02 | Pile Work | AA | Piling Work | 020 | Steel Pipe Pile Work | FN | Percussion Rotary Drilling with Casing |  | 0 |  | 0 |  | 0 |  | 0 | 03 | Including Pile Connection and Joint Welding Work |  | 0 | AF | 700 ≤ DIA <800 | 0 | DIA=( )mm | Pile Length per Hole=( )M | 0 | 0 | 0 | 0 | 0 |  | M | M | A02AA020 | A02AA020-00014
A02AA020-00015 | AR | A02 | Pile Work | AA | Piling Work | 020 | Steel Pipe Pile Work | FN | Percussion Rotary Drilling with Casing |  | 0 |  | 0 |  | 0 |  | 0 | 03 | Including Pile Connection and Joint Welding Work |  | 0 | AG | 800 ≤ DIA <900 | 0 | DIA=( )mm | Pile Length per Hole=( )M | 0 | 0 | 0 | 0 | 0 |  | M | M | A02AA020 | A02AA020-00015
A02AA020-00016 | AR | A02 | Pile Work | AA | Piling Work | 020 | Steel Pipe Pile Work | FN | Percussion Rotary Drilling with Casing |  | 0 |  | 0 |  | 0 |  | 0 | 03 | Including Pile Connection and Joint Welding Work |  | 0 | AH | 900 ≤ DIA <1000 | 0 | DIA=( )mm | Pile Length per Hole=( )M | 0 | 0 | 0 | 0 | 0 |  | M | M | A02AA020 | A02AA020-00016
A02AA020-00017 | AR | A02 | Pile Work | AA | Piling Work | 020 | Steel Pipe Pile Work | FN | Percussion Rotary Drilling with Casing |  | 0 |  | 0 |  | 0 |  | 0 | 03 | Including Pile Connection and Joint Welding Work |  | 0 | AJ | 1000 ≤ DIA <1200 | 0 | DIA=( )mm | Pile Length per Hole=( )M | 0 | 0 | 0 | 0 | 0 |  | M | M | A02AA020 | A02AA020-00017
A02AA021-00002 | AR | A02 | Pile Work | AA | Piling Work | 021 | H-Pile Work | 11 | Direct Driving |  | 0 |  | 0 |  | 0 |  | 0 | 03 | Including Pile Connection and Joint Welding Work |  | 0 | 95 | SIZE <200 | 0 | Size=( )mm x ( )mm | Pile Length per Hole=( )M | 0 | 0 | 0 | 0 | 0 |  | M | M | A02AA021 | A02AA021-00002
A02AA021-00003 | AR | A02 | Pile Work | AA | Piling Work | 021 | H-Pile Work | 11 | Direct Driving |  | 0 |  | 0 |  | 0 |  | 0 | 03 | Including Pile Connection and Joint Welding Work |  | 0 | 96 | 200 ≤ SIZE <250 | 0 | Size=( )mm x ( )mm | Pile Length per Hole=( )M | 0 | 0 | 0 | 0 | 0 |  | M | M | A02AA021 | A02AA021-00003
A02AA021-00004 | AR | A02 | Pile Work | AA | Piling Work | 021 | H-Pile Work | 11 | Direct Driving |  | 0 |  | 0 |  | 0 |  | 0 | 03 | Including Pile Connection and Joint Welding Work |  | 0 | 97 | 250 ≤ SIZE <300 | 0 | Size=( )mm x ( )mm | Pile Length per Hole=( )M | 0 | 0 | 0 | 0 | 0 |  | M | M | A02AA021 | A02AA021-00004
A02AA021-00005 | AR | A02 | Pile Work | AA | Piling Work | 021 | H-Pile Work | 11 | Direct Driving |  | 0 |  | 0 |  | 0 |  | 0 | 03 | Including Pile Connection and Joint Welding Work |  | 0 | 98 | 300 ≤ SIZE <350 | 0 | Size=( )mm x ( )mm | Pile Length per Hole=( )M | 0 | 0 | 0 | 0 | 0 |  | M | M | A02AA021 | A02AA021-00005
A02AA022-00002 | AR | A02 | Pile Work | AA | Piling Work | 022 | Micro Pile Work | FP | Boring and Pressure Grouting |  | 0 |  | 0 |  | 0 |  | 0 | 03 | Including Pile Connection and Joint Welding Work |  | 0 | AK | DIA<150 | 0 | DIA=( )mm | Pile Length per Hole=( )M | 0 | 0 | 0 | 0 | 0 |  | M | M | A02AA022 | A02AA022-00002
A02AA022-00003 | AR | A02 | Pile Work | AA | Piling Work | 022 | Micro Pile Work | FP | Boring and Pressure Grouting |  | 0 |  | 0 |  | 0 |  | 0 | 03 | Including Pile Connection and Joint Welding Work |  | 0 | AL | 150 ≤ DIA <200 | 0 | DIA=( )mm | Pile Length per Hole=( )M | 0 | 0 | 0 | 0 | 0 |  | M | M | A02AA022 | A02AA022-00003
A02AA022-00004 | AR | A02 | Pile Work | AA | Piling Work | 022 | Micro Pile Work | FQ | Boring and Post Grouting |  | 0 |  | 0 |  | 0 |  | 0 | 03 | Including Pile Connection and Joint Welding Work |  | 0 | AM | 200 ≤ DIA <250 | 0 | DIA=( )mm | Pile Length per Hole=( )M | 0 | 0 | 0 | 0 | 0 |  | M | M | A02AA022 | A02AA022-00004
A02AA022-00005 | AR | A02 | Pile Work | AA | Piling Work | 022 | Micro Pile Work | FQ | Boring and Post Grouting |  | 0 |  | 0 |  | 0 |  | 0 | 03 | Including Pile Connection and Joint Welding Work |  | 0 | 91 | 250 ≤ DIA <300 | 0 | DIA=( )mm | Pile Length per Hole=( )M | 0 | 0 | 0 | 0 | 0 |  | M | M | A02AA022 | A02AA022-00005
A02AA022-00006 | AR | A02 | Pile Work | AA | Piling Work | 022 | Micro Pile Work | FQ | Boring and Post Grouting |  | 0 |  | 0 |  | 0 |  | 0 | 03 | Including Pile Connection and Joint Welding Work |  | 0 | AN | 300 ≤ DIA | 0 | DIA=( )mm | Pile Length per Hole=( )M | 0 | 0 | 0 | 0 | 0 |  | M | M | A02AA022 | A02AA022-00006
A02AA023-00008 | AR | A02 | Pile Work | AA | Piling Work | 023 | Cast-In-Place Pile Work | 18 | R.C.D Method |  | 0 |  | 0 |  | 0 |  | 0 | 03 | Including Pile Connection and Joint Welding Work |  | 0 | AB | DIA<400 | 0 | DIA=( )mm | Pile Length per Hole=( )M | 0 | 0 | 0 | 0 | 0 |  | M | M | A02AA023 | A02AA023-00008
A02AA023-00009 | AR | A02 | Pile Work | AA | Piling Work | 023 | Cast-In-Place Pile Work | 18 | R.C.D Method |  | 0 |  | 0 |  | 0 |  | 0 | 03 | Including Pile Connection and Joint Welding Work |  | 0 | AC | 400 ≤ DIA <500 | 0 | DIA=( )mm | Pile Length per Hole=( )M | 0 | 0 | 0 | 0 | 0 |  | M | M | A02AA023 | A02AA023-00009
A02AA023-00010 | AR | A02 | Pile Work | AA | Piling Work | 023 | Cast-In-Place Pile Work | 18 | R.C.D Method |  | 0 |  | 0 |  | 0 |  | 0 | 03 | Including Pile Connection and Joint Welding Work |  | 0 | AD | 500 ≤ DIA <600 | 0 | DIA=( )mm | Pile Length per Hole=( )M | 0 | 0 | 0 | 0 | 0 |  | M | M | A02AA023 | A02AA023-00010
A02AA023-00011 | AR | A02 | Pile Work | AA | Piling Work | 023 | Cast-In-Place Pile Work | 18 | R.C.D Method |  | 0 |  | 0 |  | 0 |  | 0 | 03 | Including Pile Connection and Joint Welding Work |  | 0 | AE | 600 ≤ DIA <700 | 0 | DIA=( )mm | Pile Length per Hole=( )M | 0 | 0 | 0 | 0 | 0 |  | M | M | A02AA023 | A02AA023-00011
A02AA023-00012 | AR | A02 | Pile Work | AA | Piling Work | 023 | Cast-In-Place Pile Work | 18 | R.C.D Method |  | 0 |  | 0 |  | 0 |  | 0 | 03 | Including Pile Connection and Joint Welding Work |  | 0 | AF | 700 ≤ DIA <800 | 0 | DIA=( )mm | Pile Length per Hole=( )M | 0 | 0 | 0 | 0 | 0 |  | M | M | A02AA023 | A02AA023-00012
A02AA023-00013 | AR | A02 | Pile Work | AA | Piling Work | 023 | Cast-In-Place Pile Work | 18 | R.C.D Method |  | 0 |  | 0 |  | 0 |  | 0 | 03 | Including Pile Connection and Joint Welding Work |  | 0 | AG | 800 ≤ DIA <900 | 0 | DIA=( )mm | Pile Length per Hole=( )M | 0 | 0 | 0 | 0 | 0 |  | M | M | A02AA023 | A02AA023-00013
A02AA023-00014 | AR | A02 | Pile Work | AA | Piling Work | 023 | Cast-In-Place Pile Work | 18 | R.C.D Method |  | 0 |  | 0 |  | 0 |  | 0 | 03 | Including Pile Connection and Joint Welding Work |  | 0 | AH | 900 ≤ DIA <1000 | 0 | DIA=( )mm | Pile Length per Hole=( )M | 0 | 0 | 0 | 0 | 0 |  | M | M | A02AA023 | A02AA023-00014
A02AA023-00015 | AR | A02 | Pile Work | AA | Piling Work | 023 | Cast-In-Place Pile Work | 18 | R.C.D Method |  | 0 |  | 0 |  | 0 |  | 0 | 03 | Including Pile Connection and Joint Welding Work |  | 0 | AJ | 1000 ≤ DIA <1200 | 0 | DIA=( )mm | Pile Length per Hole=( )M | 0 | 0 | 0 | 0 | 0 |  | M | M | A02AA023 | A02AA023-00015
A02AA023-00016 | AR | A02 | Pile Work | AA | Piling Work | 023 | Cast-In-Place Pile Work | 18 | R.C.D Method |  | 0 |  | 0 |  | 0 |  | 0 | 03 | Including Pile Connection and Joint Welding Work |  | 0 | AP | 1200 ≤ DIA <1500 | 0 | DIA=( )mm | Pile Length per Hole=( )M | 0 | 0 | 0 | 0 | 0 |  | M | M | A02AA023 | A02AA023-00016
A02AA023-00017 | AR | A02 | Pile Work | AA | Piling Work | 023 | Cast-In-Place Pile Work | 18 | R.C.D Method |  | 0 |  | 0 |  | 0 |  | 0 | 03 | Including Pile Connection and Joint Welding Work |  | 0 | AQ | 1500 ≤ DIA <1800 | 0 | DIA=( )mm | Pile Length per Hole=( )M | 0 | 0 | 0 | 0 | 0 |  | M | M | A02AA023 | A02AA023-00017
A02AA023-00018 | AR | A02 | Pile Work | AA | Piling Work | 023 | Cast-In-Place Pile Work | 18 | R.C.D Method |  | 0 |  | 0 |  | 0 |  | 0 | 03 | Including Pile Connection and Joint Welding Work |  | 0 | AR | 1800 ≤ DIA <2000 | 0 | DIA=( )mm | Pile Length per Hole=( )M | 0 | 0 | 0 | 0 | 0 |  | M | M | A02AA023 | A02AA023-00018
A02AA023-00019 | AR | A02 | Pile Work | AA | Piling Work | 023 | Cast-In-Place Pile Work | 18 | R.C.D Method |  | 0 |  | 0 |  | 0 |  | 0 | 03 | Including Pile Connection and Joint Welding Work |  | 0 | AS | 2000 ≤ DIA | 0 | DIA=( )mm | Pile Length per Hole=( )M | 0 | 0 | 0 | 0 | 0 |  | M | M | A02AA023 | A02AA023-00019
A02AA023-00020 | AR | A02 | Pile Work | AA | Piling Work | 023 | Cast-In-Place Pile Work | 19 | Beneto Method |  | 0 |  | 0 |  | 0 |  | 0 | 03 | Including Pile Connection and Joint Welding Work |  | 0 | AB | DIA<400 | 0 | DIA=( )mm | Pile Length per Hole=( )M | 0 | 0 | 0 | 0 | 0 |  | M | M | A02AA023 | A02AA023-00020
A02AA023-00021 | AR | A02 | Pile Work | AA | Piling Work | 023 | Cast-In-Place Pile Work | 19 | Beneto Method |  | 0 |  | 0 |  | 0 |  | 0 | 03 | Including Pile Connection and Joint Welding Work |  | 0 | AC | 400 ≤ DIA <500 | 0 | DIA=( )mm | Pile Length per Hole=( )M | 0 | 0 | 0 | 0 | 0 |  | M | M | A02AA023 | A02AA023-00021
A02AA023-00022 | AR | A02 | Pile Work | AA | Piling Work | 023 | Cast-In-Place Pile Work | 19 | Beneto Method |  | 0 |  | 0 |  | 0 |  | 0 | 03 | Including Pile Connection and Joint Welding Work |  | 0 | AD | 500 ≤ DIA <600 | 0 | DIA=( )mm | Pile Length per Hole=( )M | 0 | 0 | 0 | 0 | 0 |  | M | M | A02AA023 | A02AA023-00022
A02AA023-00023 | AR | A02 | Pile Work | AA | Piling Work | 023 | Cast-In-Place Pile Work | 19 | Beneto Method |  | 0 |  | 0 |  | 0 |  | 0 | 03 | Including Pile Connection and Joint Welding Work |  | 0 | AE | 600 ≤ DIA <700 | 0 | DIA=( )mm | Pile Length per Hole=( )M | 0 | 0 | 0 | 0 | 0 |  | M | M | A02AA023 | A02AA023-00023
A02AA023-00024 | AR | A02 | Pile Work | AA | Piling Work | 023 | Cast-In-Place Pile Work | 19 | Beneto Method |  | 0 |  | 0 |  | 0 |  | 0 | 03 | Including Pile Connection and Joint Welding Work |  | 0 | AF | 700 ≤ DIA <800 | 0 | DIA=( )mm | Pile Length per Hole=( )M | 0 | 0 | 0 | 0 | 0 |  | M | M | A02AA023 | A02AA023-00024
A02AA023-00025 | AR | A02 | Pile Work | AA | Piling Work | 023 | Cast-In-Place Pile Work | 19 | Beneto Method |  | 0 |  | 0 |  | 0 |  | 0 | 03 | Including Pile Connection and Joint Welding Work |  | 0 | AG | 800 ≤ DIA <900 | 0 | DIA=( )mm | Pile Length per Hole=( )M | 0 | 0 | 0 | 0 | 0 |  | M | M | A02AA023 | A02AA023-00025
A02AA023-00026 | AR | A02 | Pile Work | AA | Piling Work | 023 | Cast-In-Place Pile Work | 19 | Beneto Method |  | 0 |  | 0 |  | 0 |  | 0 | 03 | Including Pile Connection and Joint Welding Work |  | 0 | AH | 900 ≤ DIA <1000 | 0 | DIA=( )mm | Pile Length per Hole=( )M | 0 | 0 | 0 | 0 | 0 |  | M | M | A02AA023 | A02AA023-00026
A02AA023-00027 | AR | A02 | Pile Work | AA | Piling Work | 023 | Cast-In-Place Pile Work | 19 | Beneto Method |  | 0 |  | 0 |  | 0 |  | 0 | 03 | Including Pile Connection and Joint Welding Work |  | 0 | AJ | 1000 ≤ DIA <1200 | 0 | DIA=( )mm | Pile Length per Hole=( )M | 0 | 0 | 0 | 0 | 0 |  | M | M | A02AA023 | A02AA023-00027
A02AA023-00028 | AR | A02 | Pile Work | AA | Piling Work | 023 | Cast-In-Place Pile Work | 19 | Beneto Method |  | 0 |  | 0 |  | 0 |  | 0 | 03 | Including Pile Connection and Joint Welding Work |  | 0 | AP | 1200 ≤ DIA <1500 | 0 | DIA=( )mm | Pile Length per Hole=( )M | 0 | 0 | 0 | 0 | 0 |  | M | M | A02AA023 | A02AA023-00028
A02AA023-00029 | AR | A02 | Pile Work | AA | Piling Work | 023 | Cast-In-Place Pile Work | 19 | Beneto Method |  | 0 |  | 0 |  | 0 |  | 0 | 03 | Including Pile Connection and Joint Welding Work |  | 0 | AQ | 1500 ≤ DIA <1800 | 0 | DIA=( )mm | Pile Length per Hole=( )M | 0 | 0 | 0 | 0 | 0 |  | M | M | A02AA023 | A02AA023-00029
A02AA023-00030 | AR | A02 | Pile Work | AA | Piling Work | 023 | Cast-In-Place Pile Work | 19 | Beneto Method |  | 0 |  | 0 |  | 0 |  | 0 | 03 | Including Pile Connection and Joint Welding Work |  | 0 | AR | 1800 ≤ DIA <2000 | 0 | DIA=( )mm | Pile Length per Hole=( )M | 0 | 0 | 0 | 0 | 0 |  | M | M | A02AA023 | A02AA023-00030
A02AA023-00031 | AR | A02 | Pile Work | AA | Piling Work | 023 | Cast-In-Place Pile Work | 19 | Beneto Method |  | 0 |  | 0 |  | 0 |  | 0 | 03 | Including Pile Connection and Joint Welding Work |  | 0 | AS | 2000 ≤ DIA | 0 | DIA=( )mm | Pile Length per Hole=( )M | 0 | 0 | 0 | 0 | 0 |  | M | M | A02AA023 | A02AA023-00031
A02AA023-00032 | AR | A02 | Pile Work | AA | Piling Work | 023 | Cast-In-Place Pile Work | 20 | Earth Drill Method |  | 0 |  | 0 |  | 0 |  | 0 | 03 | Including Pile Connection and Joint Welding Work |  | 0 | AB | DIA<400 | 0 | DIA=( )mm | Pile Length per Hole=( )M | 0 | 0 | 0 | 0 | 0 |  | M | M | A02AA023 | A02AA023-00032
A02AA023-00033 | AR | A02 | Pile Work | AA | Piling Work | 023 | Cast-In-Place Pile Work | 20 | Earth Drill Method |  | 0 |  | 0 |  | 0 |  | 0 | 03 | Including Pile Connection and Joint Welding Work |  | 0 | AC | 400 ≤ DIA <500 | 0 | DIA=( )mm | Pile Length per Hole=( )M | 0 | 0 | 0 | 0 | 0 |  | M | M | A02AA023 | A02AA023-00033
A02AA023-00034 | AR | A02 | Pile Work | AA | Piling Work | 023 | Cast-In-Place Pile Work | 20 | Earth Drill Method |  | 0 |  | 0 |  | 0 |  | 0 | 03 | Including Pile Connection and Joint Welding Work |  | 0 | AD | 500 ≤ DIA <600 | 0 | DIA=( )mm | Pile Length per Hole=( )M | 0 | 0 | 0 | 0 | 0 |  | M | M | A02AA023 | A02AA023-00034
A02AA023-00035 | AR | A02 | Pile Work | AA | Piling Work | 023 | Cast-In-Place Pile Work | 20 | Earth Drill Method |  | 0 |  | 0 |  | 0 |  | 0 | 03 | Including Pile Connection and Joint Welding Work |  | 0 | AE | 600 ≤ DIA <700 | 0 | DIA=( )mm | Pile Length per Hole=( )M | 0 | 0 | 0 | 0 | 0 |  | M | M | A02AA023 | A02AA023-00035
A02AA023-00036 | AR | A02 | Pile Work | AA | Piling Work | 023 | Cast-In-Place Pile Work | 20 | Earth Drill Method |  | 0 |  | 0 |  | 0 |  | 0 | 03 | Including Pile Connection and Joint Welding Work |  | 0 | AF | 700 ≤ DIA <800 | 0 | DIA=( )mm | Pile Length per Hole=( )M | 0 | 0 | 0 | 0 | 0 |  | M | M | A02AA023 | A02AA023-00036
A02AA023-00037 | AR | A02 | Pile Work | AA | Piling Work | 023 | Cast-In-Place Pile Work | 20 | Earth Drill Method |  | 0 |  | 0 |  | 0 |  | 0 | 03 | Including Pile Connection and Joint Welding Work |  | 0 | AG | 800 ≤ DIA <900 | 0 | DIA=( )mm | Pile Length per Hole=( )M | 0 | 0 | 0 | 0 | 0 |  | M | M | A02AA023 | A02AA023-00037
A02AA023-00038 | AR | A02 | Pile Work | AA | Piling Work | 023 | Cast-In-Place Pile Work | 20 | Earth Drill Method |  | 0 |  | 0 |  | 0 |  | 0 | 03 | Including Pile Connection and Joint Welding Work |  | 0 | AH | 900 ≤ DIA <1000 | 0 | DIA=( )mm | Pile Length per Hole=( )M | 0 | 0 | 0 | 0 | 0 |  | M | M | A02AA023 | A02AA023-00038
A02AA023-00039 | AR | A02 | Pile Work | AA | Piling Work | 023 | Cast-In-Place Pile Work | 20 | Earth Drill Method |  | 0 |  | 0 |  | 0 |  | 0 | 03 | Including Pile Connection and Joint Welding Work |  | 0 | AJ | 1000 ≤ DIA <1200 | 0 | DIA=( )mm | Pile Length per Hole=( )M | 0 | 0 | 0 | 0 | 0 |  | M | M | A02AA023 | A02AA023-00039
A02AA023-00040 | AR | A02 | Pile Work | AA | Piling Work | 023 | Cast-In-Place Pile Work | 20 | Earth Drill Method |  | 0 |  | 0 |  | 0 |  | 0 | 03 | Including Pile Connection and Joint Welding Work |  | 0 | AP | 1200 ≤ DIA <1500 | 0 | DIA=( )mm | Pile Length per Hole=( )M | 0 | 0 | 0 | 0 | 0 |  | M | M | A02AA023 | A02AA023-00040
A02AA023-00041 | AR | A02 | Pile Work | AA | Piling Work | 023 | Cast-In-Place Pile Work | 20 | Earth Drill Method |  | 0 |  | 0 |  | 0 |  | 0 | 03 | Including Pile Connection and Joint Welding Work |  | 0 | AQ | 1500 ≤ DIA <1800 | 0 | DIA=( )mm | Pile Length per Hole=( )M | 0 | 0 | 0 | 0 | 0 |  | M | M | A02AA023 | A02AA023-00041
A02AA023-00042 | AR | A02 | Pile Work | AA | Piling Work | 023 | Cast-In-Place Pile Work | 20 | Earth Drill Method |  | 0 |  | 0 |  | 0 |  | 0 | 03 | Including Pile Connection and Joint Welding Work |  | 0 | AR | 1800 ≤ DIA <2000 | 0 | DIA=( )mm | Pile Length per Hole=( )M | 0 | 0 | 0 | 0 | 0 |  | M | M | A02AA023 | A02AA023-00042
A02AA023-00043 | AR | A02 | Pile Work | AA | Piling Work | 023 | Cast-In-Place Pile Work | 20 | Earth Drill Method |  | 0 |  | 0 |  | 0 |  | 0 | 03 | Including Pile Connection and Joint Welding Work |  | 0 | AS | 2000 ≤ DIA | 0 | DIA=( )mm | Pile Length per Hole=( )M | 0 | 0 | 0 | 0 | 0 |  | M | M | A02AA023 | A02AA023-00043
A02AA023-00044 | AR | A02 | Pile Work | AA | Piling Work | 023 | Cast-In-Place Pile Work | FR | Continious Flight Auger Method |  | 0 |  | 0 |  | 0 |  | 0 | 03 | Including Pile Connection and Joint Welding Work |  | 0 | AB | DIA<400 | 0 | DIA=( )mm | Pile Length per Hole=( )M | 0 | 0 | 0 | 0 | 0 |  | M | M | A02AA023 | A02AA023-00044
A02AA023-00045 | AR | A02 | Pile Work | AA | Piling Work | 023 | Cast-In-Place Pile Work | FR | Continious Flight Auger Method |  | 0 |  | 0 |  | 0 |  | 0 | 03 | Including Pile Connection and Joint Welding Work |  | 0 | AC | 400 ≤ DIA <500 | 0 | DIA=( )mm | Pile Length per Hole=( )M | 0 | 0 | 0 | 0 | 0 |  | M | M | A02AA023 | A02AA023-00045
A02AA023-00046 | AR | A02 | Pile Work | AA | Piling Work | 023 | Cast-In-Place Pile Work | FR | Continious Flight Auger Method |  | 0 |  | 0 |  | 0 |  | 0 | 03 | Including Pile Connection and Joint Welding Work |  | 0 | AD | 500 ≤ DIA <600 | 0 | DIA=( )mm | Pile Length per Hole=( )M | 0 | 0 | 0 | 0 | 0 |  | M | M | A02AA023 | A02AA023-00046
A02AA023-00047 | AR | A02 | Pile Work | AA | Piling Work | 023 | Cast-In-Place Pile Work | FR | Continious Flight Auger Method |  | 0 |  | 0 |  | 0 |  | 0 | 03 | Including Pile Connection and Joint Welding Work |  | 0 | AE | 600 ≤ DIA <700 | 0 | DIA=( )mm | Pile Length per Hole=( )M | 0 | 0 | 0 | 0 | 0 |  | M | M | A02AA023 | A02AA023-00047
A02AA023-00048 | AR | A02 | Pile Work | AA | Piling Work | 023 | Cast-In-Place Pile Work | FR | Continious Flight Auger Method |  | 0 |  | 0 |  | 0 |  | 0 | 03 | Including Pile Connection and Joint Welding Work |  | 0 | AF | 700 ≤ DIA <800 | 0 | DIA=( )mm | Pile Length per Hole=( )M | 0 | 0 | 0 | 0 | 0 |  | M | M | A02AA023 | A02AA023-00048
A02AA023-00049 | AR | A02 | Pile Work | AA | Piling Work | 023 | Cast-In-Place Pile Work | FR | Continious Flight Auger Method |  | 0 |  | 0 |  | 0 |  | 0 | 03 | Including Pile Connection and Joint Welding Work |  | 0 | AG | 800 ≤ DIA <900 | 0 | DIA=( )mm | Pile Length per Hole=( )M | 0 | 0 | 0 | 0 | 0 |  | M | M | A02AA023 | A02AA023-00049
A02AA023-00050 | AR | A02 | Pile Work | AA | Piling Work | 023 | Cast-In-Place Pile Work | FR | Continious Flight Auger Method |  | 0 |  | 0 |  | 0 |  | 0 | 03 | Including Pile Connection and Joint Welding Work |  | 0 | AH | 900 ≤ DIA <1000 | 0 | DIA=( )mm | Pile Length per Hole=( )M | 0 | 0 | 0 | 0 | 0 |  | M | M | A02AA023 | A02AA023-00050
A02AA023-00051 | AR | A02 | Pile Work | AA | Piling Work | 023 | Cast-In-Place Pile Work | FR | Continious Flight Auger Method |  | 0 |  | 0 |  | 0 |  | 0 | 03 | Including Pile Connection and Joint Welding Work |  | 0 | AJ | 1000 ≤ DIA <1200 | 0 | DIA=( )mm | Pile Length per Hole=( )M | 0 | 0 | 0 | 0 | 0 |  | M | M | A02AA023 | A02AA023-00051
A02AB014-00002 | AR | A02 | Pile Work | AB | Pile Head Treatment | 014 | Reinforced Concrete Pile (Round Type) |  | 0 |  | 0 |  | 0 |  | 0 |  | 0 |  | 0 |  | 0 | 91 | 250 ≤ DIA <300 | 0 | DIA=( )mm | 0 | 0 | 0 | 0 | 0 | 0 |  | EA | EA | A02AB014 | A02AB014-00002
A02AB014-00003 | AR | A02 | Pile Work | AB | Pile Head Treatment | 014 | Reinforced Concrete Pile (Round Type) |  | 0 |  | 0 |  | 0 |  | 0 |  | 0 |  | 0 |  | 0 | 92 | 300 ≤ DIA <350 | 0 | DIA=( )mm | 0 | 0 | 0 | 0 | 0 | 0 |  | EA | EA | A02AB014 | A02AB014-00003
A02AB014-00004 | AR | A02 | Pile Work | AB | Pile Head Treatment | 014 | Reinforced Concrete Pile (Round Type) |  | 0 |  | 0 |  | 0 |  | 0 |  | 0 |  | 0 |  | 0 | 93 | 350 ≤ DIA <400 | 0 | DIA=( )mm | 0 | 0 | 0 | 0 | 0 | 0 |  | EA | EA | A02AB014 | A02AB014-00004
A02AB014-00005 | AR | A02 | Pile Work | AB | Pile Head Treatment | 014 | Reinforced Concrete Pile (Round Type) |  | 0 |  | 0 |  | 0 |  | 0 |  | 0 |  | 0 |  | 0 | 94 | 400 ≤ DIA <450 | 0 | DIA=( )mm | 0 | 0 | 0 | 0 | 0 | 0 |  | EA | EA | A02AB014 | A02AB014-00005
A02AB015-00002 | AR | A02 | Pile Work | AB | Pile Head Treatment | 015 | Reinforced Concrete Pile (Square Type) |  | 0 |  | 0 |  | 0 |  | 0 |  | 0 |  | 0 |  | 0 | 95 | SIZE <200 | 0 | Size=( )mm x ( )mm | 0 | 0 | 0 | 0 | 0 | 0 |  | EA | EA | A02AB015 | A02AB015-00002
A02AB015-00003 | AR | A02 | Pile Work | AB | Pile Head Treatment | 015 | Reinforced Concrete Pile (Square Type) |  | 0 |  | 0 |  | 0 |  | 0 |  | 0 |  | 0 |  | 0 | 96 | 200 ≤ SIZE <250 | 0 | Size=( )mm x ( )mm | 0 | 0 | 0 | 0 | 0 | 0 |  | EA | EA | A02AB015 | A02AB015-00003
A02AB015-00004 | AR | A02 | Pile Work | AB | Pile Head Treatment | 015 | Reinforced Concrete Pile (Square Type) |  | 0 |  | 0 |  | 0 |  | 0 |  | 0 |  | 0 |  | 0 | 97 | 250 ≤ SIZE <300 | 0 | Size=( )mm x ( )mm | 0 | 0 | 0 | 0 | 0 | 0 |  | EA | EA | A02AB015 | A02AB015-00004
A02AB015-00005 | AR | A02 | Pile Work | AB | Pile Head Treatment | 015 | Reinforced Concrete Pile (Square Type) |  | 0 |  | 0 |  | 0 |  | 0 |  | 0 |  | 0 |  | 0 | 98 | 300 ≤ SIZE <350 | 0 | Size=( )mm x ( )mm | 0 | 0 | 0 | 0 | 0 | 0 |  | EA | EA | A02AB015 | A02AB015-00005
A02AB015-00006 | AR | A02 | Pile Work | AB | Pile Head Treatment | 015 | Reinforced Concrete Pile (Square Type) |  | 0 |  | 0 |  | 0 |  | 0 |  | 0 |  | 0 |  | 0 | 99 | 350 ≤ SIZE <400 | 0 | Size=( )mm x ( )mm | 0 | 0 | 0 | 0 | 0 | 0 |  | EA | EA | A02AB015 | A02AB015-00006
A02AB015-00007 | AR | A02 | Pile Work | AB | Pile Head Treatment | 015 | Reinforced Concrete Pile (Square Type) |  | 0 |  | 0 |  | 0 |  | 0 |  | 0 |  | 0 |  | 0 | AA | 400 ≤ SIZE <450 | 0 | Size=( )mm x ( )mm | 0 | 0 | 0 | 0 | 0 | 0 |  | EA | EA | A02AB015 | A02AB015-00007
A02AB016-00002 | AR | A02 | Pile Work | AB | Pile Head Treatment | 016 | Pretensioned Concrete Pile (Type-A) |  | 0 |  | 0 |  | 0 |  | 0 |  | 0 |  |  |  | 0 | AB | DIA<400 | 0 | DIA=( )mm | 0 | 0 | 0 | 0 | 0 | 0 |  | EA | EA | A02AB016 | A02AB016-00002
A02AB016-00003 | AR | A02 | Pile Work | AB | Pile Head Treatment | 016 | Pretensioned Concrete Pile (Type-A) |  | 0 |  | 0 |  | 0 |  | 0 |  | 0 |  |  |  | 0 | AC | 400 ≤ DIA <500 | 0 | DIA=( )mm | 0 | 0 | 0 | 0 | 0 | 0 |  | EA | EA | A02AB016 | A02AB016-00003
A02AB016-00004 | AR | A02 | Pile Work | AB | Pile Head Treatment | 016 | Pretensioned Concrete Pile (Type-A) |  | 0 |  | 0 |  | 0 |  | 0 |  | 0 |  |  |  | 0 | AD | 500 ≤ DIA <600 | 0 | DIA=( )mm | 0 | 0 | 0 | 0 | 0 | 0 |  | EA | EA | A02AB016 | A02AB016-00004
A02AB016-00005 | AR | A02 | Pile Work | AB | Pile Head Treatment | 016 | Pretensioned Concrete Pile (Type-A) |  | 0 |  | 0 |  | 0 |  | 0 |  | 0 |  |  |  | 0 | AE | 600 ≤ DIA <700 | 0 | DIA=( )mm | 0 | 0 | 0 | 0 | 0 | 0 |  | EA | EA | A02AB016 | A02AB016-00005
A02AB016-00006 | AR | A02 | Pile Work | AB | Pile Head Treatment | 016 | Pretensioned Concrete Pile (Type-A) |  | 0 |  | 0 |  | 0 |  | 0 |  | 0 |  |  |  | 0 | AF | 700 ≤ DIA <800 | 0 | DIA=( )mm | 0 | 0 | 0 | 0 | 0 | 0 |  | EA | EA | A02AB016 | A02AB016-00006
A02AB016-00007 | AR | A02 | Pile Work | AB | Pile Head Treatment | 016 | Pretensioned Concrete Pile (Type-A) |  | 0 |  | 0 |  | 0 |  | 0 |  | 0 |  |  |  | 0 | AG | 800 ≤ DIA <900 | 0 | DIA=( )mm | 0 | 0 | 0 | 0 | 0 | 0 |  | EA | EA | A02AB016 | A02AB016-00007
A02AB016-00008 | AR | A02 | Pile Work | AB | Pile Head Treatment | 016 | Pretensioned Concrete Pile (Type-A) |  | 0 |  | 0 |  | 0 |  | 0 |  | 0 |  |  |  | 0 | AH | 900 ≤ DIA <1000 | 0 | DIA=( )mm | 0 | 0 | 0 | 0 | 0 | 0 |  | EA | EA | A02AB016 | A02AB016-00008
A02AB016-00009 | AR | A02 | Pile Work | AB | Pile Head Treatment | 016 | Pretensioned Concrete Pile (Type-A) |  | 0 |  | 0 |  | 0 |  | 0 |  | 0 |  |  |  | 0 | AJ | 1000 ≤ DIA <1200 | 0 | DIA=( )mm | 0 | 0 | 0 | 0 | 0 | 0 |  | EA | EA | A02AB016 | A02AB016-00009
A02AB017-00002 | AR | A02 | Pile Work | AB | Pile Head Treatment | 017 | Pretensioned Concrete Pile (Type-B) |  | 0 |  | 0 |  | 0 |  | 0 |  | 0 |  |  |  | 0 | AB | DIA<400 | 0 | DIA=( )mm | 0 | 0 | 0 | 0 | 0 | 0 |  | EA | EA | A02AB017 | A02AB017-00002
A02AB017-00003 | AR | A02 | Pile Work | AB | Pile Head Treatment | 017 | Pretensioned Concrete Pile (Type-B) |  | 0 |  | 0 |  | 0 |  | 0 |  | 0 |  |  |  | 0 | AC | 400 ≤ DIA <500 | 0 | DIA=( )mm | 0 | 0 | 0 | 0 | 0 | 0 |  | EA | EA | A02AB017 | A02AB017-00003
A02AB017-00004 | AR | A02 | Pile Work | AB | Pile Head Treatment | 017 | Pretensioned Concrete Pile (Type-B) |  | 0 |  | 0 |  | 0 |  | 0 |  | 0 |  |  |  | 0 | AD | 500 ≤ DIA <600 | 0 | DIA=( )mm | 0 | 0 | 0 | 0 | 0 | 0 |  | EA | EA | A02AB017 | A02AB017-00004
A02AB017-00005 | AR | A02 | Pile Work | AB | Pile Head Treatment | 017 | Pretensioned Concrete Pile (Type-B) |  | 0 |  | 0 |  | 0 |  | 0 |  | 0 |  |  |  | 0 | AE | 600 ≤ DIA <700 | 0 | DIA=( )mm | 0 | 0 | 0 | 0 | 0 | 0 |  | EA | EA | A02AB017 | A02AB017-00005
A02AB017-00006 | AR | A02 | Pile Work | AB | Pile Head Treatment | 017 | Pretensioned Concrete Pile (Type-B) |  | 0 |  | 0 |  | 0 |  | 0 |  | 0 |  |  |  | 0 | AF | 700 ≤ DIA <800 | 0 | DIA=( )mm | 0 | 0 | 0 | 0 | 0 | 0 |  | EA | EA | A02AB017 | A02AB017-00006
A02AB017-00007 | AR | A02 | Pile Work | AB | Pile Head Treatment | 017 | Pretensioned Concrete Pile (Type-B) |  | 0 |  | 0 |  | 0 |  | 0 |  | 0 |  |  |  | 0 | AG | 800 ≤ DIA <900 | 0 | DIA=( )mm | 0 | 0 | 0 | 0 | 0 | 0 |  | EA | EA | A02AB017 | A02AB017-00007
A02AB017-00008 | AR | A02 | Pile Work | AB | Pile Head Treatment | 017 | Pretensioned Concrete Pile (Type-B) |  | 0 |  | 0 |  | 0 |  | 0 |  | 0 |  |  |  | 0 | AH | 900 ≤ DIA <1000 | 0 | DIA=( )mm | 0 | 0 | 0 | 0 | 0 | 0 |  | EA | EA | A02AB017 | A02AB017-00008
A02AB017-00009 | AR | A02 | Pile Work | AB | Pile Head Treatment | 017 | Pretensioned Concrete Pile (Type-B) |  | 0 |  | 0 |  | 0 |  | 0 |  | 0 |  |  |  | 0 | AJ | 1000 ≤ DIA <1200 | 0 | DIA=( )mm | 0 | 0 | 0 | 0 | 0 | 0 |  | EA | EA | A02AB017 | A02AB017-00009
A02AB018-00002 | AR | A02 | Pile Work | AB | Pile Head Treatment | 018 | Pretensioned High-strength Concrete Pile (Type-A) |  | 0 |  | 0 |  | 0 |  | 0 |  | 0 |  |  |  | 0 | AB | DIA<400 | 0 | DIA=( )mm | 0 | 0 | 0 | 0 | 0 | 0 |  | EA | EA | A02AB018 | A02AB018-00002
A02AB018-00003 | AR | A02 | Pile Work | AB | Pile Head Treatment | 018 | Pretensioned High-strength Concrete Pile (Type-A) |  | 0 |  | 0 |  | 0 |  | 0 |  | 0 |  |  |  | 0 | AC | 400 ≤ DIA <500 | 0 | DIA=( )mm | 0 | 0 | 0 | 0 | 0 | 0 |  | EA | EA | A02AB018 | A02AB018-00003
A02AB018-00004 | AR | A02 | Pile Work | AB | Pile Head Treatment | 018 | Pretensioned High-strength Concrete Pile (Type-A) |  | 0 |  | 0 |  | 0 |  | 0 |  | 0 |  |  |  | 0 | AD | 500 ≤ DIA <600 | 0 | DIA=( )mm | 0 | 0 | 0 | 0 | 0 | 0 |  | EA | EA | A02AB018 | A02AB018-00004
A02AB018-00005 | AR | A02 | Pile Work | AB | Pile Head Treatment | 018 | Pretensioned High-strength Concrete Pile (Type-A) |  | 0 |  | 0 |  | 0 |  | 0 |  | 0 |  |  |  | 0 | AE | 600 ≤ DIA <700 | 0 | DIA=( )mm | 0 | 0 | 0 | 0 | 0 | 0 |  | EA | EA | A02AB018 | A02AB018-00005
A02AB018-00006 | AR | A02 | Pile Work | AB | Pile Head Treatment | 018 | Pretensioned High-strength Concrete Pile (Type-A) |  | 0 |  | 0 |  | 0 |  | 0 |  | 0 |  |  |  | 0 | AF | 700 ≤ DIA <800 | 0 | DIA=( )mm | 0 | 0 | 0 | 0 | 0 | 0 |  | EA | EA | A02AB018 | A02AB018-00006
A02AB018-00007 | AR | A02 | Pile Work | AB | Pile Head Treatment | 018 | Pretensioned High-strength Concrete Pile (Type-A) |  | 0 |  | 0 |  | 0 |  | 0 |  | 0 |  |  |  | 0 | AG | 800 ≤ DIA <900 | 0 | DIA=( )mm | 0 | 0 | 0 | 0 | 0 | 0 |  | EA | EA | A02AB018 | A02AB018-00007
A02AB018-00008 | AR | A02 | Pile Work | AB | Pile Head Treatment | 018 | Pretensioned High-strength Concrete Pile (Type-A) |  | 0 |  | 0 |  | 0 |  | 0 |  | 0 |  |  |  | 0 | AH | 900 ≤ DIA <1000 | 0 | DIA=( )mm | 0 | 0 | 0 | 0 | 0 | 0 |  | EA | EA | A02AB018 | A02AB018-00008
A02AB018-00009 | AR | A02 | Pile Work | AB | Pile Head Treatment | 018 | Pretensioned High-strength Concrete Pile (Type-A) |  | 0 |  | 0 |  | 0 |  | 0 |  | 0 |  |  |  | 0 | AJ | 1000 ≤ DIA <1200 | 0 | DIA=( )mm | 0 | 0 | 0 | 0 | 0 | 0 |  | EA | EA | A02AB018 | A02AB018-00009
A02AB019-00002 | AR | A02 | Pile Work | AB | Pile Head Treatment | 019 | Pretensioned High-strength Concrete Pile (Type-B) |  | 0 |  | 0 |  | 0 |  | 0 |  | 0 |  |  |  | 0 | AB | DIA<400 | 0 | DIA=( )mm | 0 | 0 | 0 | 0 | 0 | 0 |  | EA | EA | A02AB019 | A02AB019-00002
A02AB019-00003 | AR | A02 | Pile Work | AB | Pile Head Treatment | 019 | Pretensioned High-strength Concrete Pile (Type-B) |  | 0 |  | 0 |  | 0 |  | 0 |  | 0 |  |  |  | 0 | AC | 400 ≤ DIA <500 | 0 | DIA=( )mm | 0 | 0 | 0 | 0 | 0 | 0 |  | EA | EA | A02AB019 | A02AB019-00003
A02AB019-00004 | AR | A02 | Pile Work | AB | Pile Head Treatment | 019 | Pretensioned High-strength Concrete Pile (Type-B) |  | 0 |  | 0 |  | 0 |  | 0 |  | 0 |  |  |  | 0 | AD | 500 ≤ DIA <600 | 0 | DIA=( )mm | 0 | 0 | 0 | 0 | 0 | 0 |  | EA | EA | A02AB019 | A02AB019-00004
A02AB019-00005 | AR | A02 | Pile Work | AB | Pile Head Treatment | 019 | Pretensioned High-strength Concrete Pile (Type-B) |  | 0 |  | 0 |  | 0 |  | 0 |  | 0 |  |  |  | 0 | AE | 600 ≤ DIA <700 | 0 | DIA=( )mm | 0 | 0 | 0 | 0 | 0 | 0 |  | EA | EA | A02AB019 | A02AB019-00005
A02AB019-00006 | AR | A02 | Pile Work | AB | Pile Head Treatment | 019 | Pretensioned High-strength Concrete Pile (Type-B) |  | 0 |  | 0 |  | 0 |  | 0 |  | 0 |  |  |  | 0 | AF | 700 ≤ DIA <800 | 0 | DIA=( )mm | 0 | 0 | 0 | 0 | 0 | 0 |  | EA | EA | A02AB019 | A02AB019-00006
A02AB019-00007 | AR | A02 | Pile Work | AB | Pile Head Treatment | 019 | Pretensioned High-strength Concrete Pile (Type-B) |  | 0 |  | 0 |  | 0 |  | 0 |  | 0 |  |  |  | 0 | AG | 800 ≤ DIA <900 | 0 | DIA=( )mm | 0 | 0 | 0 | 0 | 0 | 0 |  | EA | EA | A02AB019 | A02AB019-00007
A02AB019-00008 | AR | A02 | Pile Work | AB | Pile Head Treatment | 019 | Pretensioned High-strength Concrete Pile (Type-B) |  | 0 |  | 0 |  | 0 |  | 0 |  | 0 |  |  |  | 0 | AH | 900 ≤ DIA <1000 | 0 | DIA=( )mm | 0 | 0 | 0 | 0 | 0 | 0 |  | EA | EA | A02AB019 | A02AB019-00008
A02AB019-00009 | AR | A02 | Pile Work | AB | Pile Head Treatment | 019 | Pretensioned High-strength Concrete Pile (Type-B) |  | 0 |  | 0 |  | 0 |  | 0 |  | 0 |  |  |  | 0 | AJ | 1000 ≤ DIA <1200 | 0 | DIA=( )mm | 0 | 0 | 0 | 0 | 0 | 0 |  | EA | EA | A02AB019 | A02AB019-00009
A02AB020-00002 | AR | A02 | Pile Work | AB | Pile Head Treatment | 020 | Steel Pipe Pile Work |  | 0 |  | 0 |  | 0 |  | 0 |  | 0 |  |  |  | 0 | AB | DIA<400 | 0 | D=( )mm / THK=( )mm | 0 | 0 | 0 | 0 | 0 | 0 |  | EA | EA | A02AB020 | A02AB020-00002
A02AB020-00003 | AR | A02 | Pile Work | AB | Pile Head Treatment | 020 | Steel Pipe Pile Work |  | 0 |  | 0 |  | 0 |  | 0 |  | 0 |  |  |  | 0 | AC | 400 ≤ DIA <500 | 0 | D=( )mm / THK=( )mm | 0 | 0 | 0 | 0 | 0 | 0 |  | EA | EA | A02AB020 | A02AB020-00003
A02AB020-00004 | AR | A02 | Pile Work | AB | Pile Head Treatment | 020 | Steel Pipe Pile Work |  | 0 |  | 0 |  | 0 |  | 0 |  | 0 |  |  |  | 0 | AD | 500 ≤ DIA <600 | 0 | D=( )mm / THK=( )mm | 0 | 0 | 0 | 0 | 0 | 0 |  | EA | EA | A02AB020 | A02AB020-00004
A02AB020-00005 | AR | A02 | Pile Work | AB | Pile Head Treatment | 020 | Steel Pipe Pile Work |  | 0 |  | 0 |  | 0 |  | 0 |  | 0 |  |  |  | 0 | AE | 600 ≤ DIA <700 | 0 | D=( )mm / THK=( )mm | 0 | 0 | 0 | 0 | 0 | 0 |  | EA | EA | A02AB020 | A02AB020-00005
A02AB020-00006 | AR | A02 | Pile Work | AB | Pile Head Treatment | 020 | Steel Pipe Pile Work |  | 0 |  | 0 |  | 0 |  | 0 |  | 0 |  |  |  | 0 | AF | 700 ≤ DIA <800 | 0 | D=( )mm / THK=( )mm | 0 | 0 | 0 | 0 | 0 | 0 |  | EA | EA | A02AB020 | A02AB020-00006
A02AB020-00007 | AR | A02 | Pile Work | AB | Pile Head Treatment | 020 | Steel Pipe Pile Work |  | 0 |  | 0 |  | 0 |  | 0 |  | 0 |  |  |  | 0 | AG | 800 ≤ DIA <900 | 0 | D=( )mm / THK=( )mm | 0 | 0 | 0 | 0 | 0 | 0 |  | EA | EA | A02AB020 | A02AB020-00007
A02AB020-00008 | AR | A02 | Pile Work | AB | Pile Head Treatment | 020 | Steel Pipe Pile Work |  | 0 |  | 0 |  | 0 |  | 0 |  | 0 |  |  |  | 0 | AH | 900 ≤ DIA <1000 | 0 | D=( )mm / THK=( )mm | 0 | 0 | 0 | 0 | 0 | 0 |  | EA | EA | A02AB020 | A02AB020-00008
A02AB020-00009 | AR | A02 | Pile Work | AB | Pile Head Treatment | 020 | Steel Pipe Pile Work |  | 0 |  | 0 |  | 0 |  | 0 |  | 0 |  |  |  | 0 | AJ | 1000 ≤ DIA <1200 | 0 | D=( )mm / THK=( )mm | 0 | 0 | 0 | 0 | 0 | 0 |  | EA | EA | A02AB020 | A02AB020-00009
A02AB021-00002 | AR | A02 | Pile Work | AB | Pile Head Treatment | 021 | H-Pile Work |  | 0 |  | 0 |  | 0 |  | 0 |  | 0 |  |  |  | 0 | 95 | SIZE <200 | 0 | Size=( )mm x ( )mm | 0 | 0 | 0 | 0 | 0 | 0 |  | EA | EA | A02AB021 | A02AB021-00002
A02AB021-00003 | AR | A02 | Pile Work | AB | Pile Head Treatment | 021 | H-Pile Work |  | 0 |  | 0 |  | 0 |  | 0 |  | 0 |  |  |  | 0 | 96 | 200 ≤ SIZE <250 | 0 | Size=( )mm x ( )mm | 0 | 0 | 0 | 0 | 0 | 0 |  | EA | EA | A02AB021 | A02AB021-00003
A02AB021-00004 | AR | A02 | Pile Work | AB | Pile Head Treatment | 021 | H-Pile Work |  | 0 |  | 0 |  | 0 |  | 0 |  | 0 |  |  |  | 0 | 97 | 250 ≤ SIZE <300 | 0 | Size=( )mm x ( )mm | 0 | 0 | 0 | 0 | 0 | 0 |  | EA | EA | A02AB021 | A02AB021-00004
A02AB021-00005 | AR | A02 | Pile Work | AB | Pile Head Treatment | 021 | H-Pile Work |  | 0 |  | 0 |  | 0 |  | 0 |  | 0 |  |  |  | 0 | 98 | 300 ≤ SIZE <350 | 0 | Size=( )mm x ( )mm | 0 | 0 | 0 | 0 | 0 | 0 |  | EA | EA | A02AB021 | A02AB021-00005
A02AB022-00002 | AR | A02 | Pile Work | AB | Pile Head Treatment | 022 | Micro Pile Work |  | 0 |  | 0 |  | 0 |  | 0 |  | 0 |  |  |  | 0 | AK | DIA<150 | 0 | DIA=( )mm | 0 | 0 | 0 | 0 | 0 | 0 |  | EA | EA | A02AB022 | A02AB022-00002
A02AB022-00003 | AR | A02 | Pile Work | AB | Pile Head Treatment | 022 | Micro Pile Work |  | 0 |  | 0 |  | 0 |  | 0 |  | 0 |  |  |  | 0 | AL | 150 ≤ DIA <200 | 0 | DIA=( )mm | 0 | 0 | 0 | 0 | 0 | 0 |  | EA | EA | A02AB022 | A02AB022-00003
A02AB022-00004 | AR | A02 | Pile Work | AB | Pile Head Treatment | 022 | Micro Pile Work |  | 0 |  | 0 |  | 0 |  | 0 |  | 0 |  |  |  | 0 | AM | 200 ≤ DIA <250 | 0 | DIA=( )mm | 0 | 0 | 0 | 0 | 0 | 0 |  | EA | EA | A02AB022 | A02AB022-00004
A02AB022-00005 | AR | A02 | Pile Work | AB | Pile Head Treatment | 022 | Micro Pile Work |  | 0 |  | 0 |  | 0 |  | 0 |  | 0 |  |  |  | 0 | 91 | 250 ≤ DIA <300 | 0 | DIA=( )mm | 0 | 0 | 0 | 0 | 0 | 0 |  | EA | EA | A02AB022 | A02AB022-00005
A02AB022-00006 | AR | A02 | Pile Work | AB | Pile Head Treatment | 022 | Micro Pile Work |  | 0 |  | 0 |  | 0 |  | 0 |  | 0 |  |  |  | 0 | AN | 300 ≤ DIA | 0 | DIA=( )mm | 0 | 0 | 0 | 0 | 0 | 0 |  | EA | EA | A02AB022 | A02AB022-00006
A02AB023-00002 | AR | A02 | Pile Work | AB | Pile Head Treatment | 023 | Cast-In-Place Pile Work |  | 0 |  | 0 |  | 0 |  | 0 |  | 0 |  |  |  | 0 | AB | DIA<400 | 0 | DIA=( )mm | 0 | 0 | 0 | 0 | 0 | 0 |  | EA | EA | A02AB023 | A02AB023-00002
A02AB023-00003 | AR | A02 | Pile Work | AB | Pile Head Treatment | 023 | Cast-In-Place Pile Work |  | 0 |  | 0 |  | 0 |  | 0 |  | 0 |  |  |  | 0 | AC | 400 ≤ DIA <500 | 0 | DIA=( )mm | 0 | 0 | 0 | 0 | 0 | 0 |  | EA | EA | A02AB023 | A02AB023-00003
A02AB023-00004 | AR | A02 | Pile Work | AB | Pile Head Treatment | 023 | Cast-In-Place Pile Work |  | 0 |  | 0 |  | 0 |  | 0 |  | 0 |  |  |  | 0 | AD | 500 ≤ DIA <600 | 0 | DIA=( )mm | 0 | 0 | 0 | 0 | 0 | 0 |  | EA | EA | A02AB023 | A02AB023-00004
A02AB023-00005 | AR | A02 | Pile Work | AB | Pile Head Treatment | 023 | Cast-In-Place Pile Work |  | 0 |  | 0 |  | 0 |  | 0 |  | 0 |  |  |  | 0 | AE | 600 ≤ DIA <700 | 0 | DIA=( )mm | 0 | 0 | 0 | 0 | 0 | 0 |  | EA | EA | A02AB023 | A02AB023-00005
A02AB023-00006 | AR | A02 | Pile Work | AB | Pile Head Treatment | 023 | Cast-In-Place Pile Work |  | 0 |  | 0 |  | 0 |  | 0 |  | 0 |  |  |  | 0 | AF | 700 ≤ DIA <800 | 0 | DIA=( )mm | 0 | 0 | 0 | 0 | 0 | 0 |  | EA | EA | A02AB023 | A02AB023-00006
A02AB023-00007 | AR | A02 | Pile Work | AB | Pile Head Treatment | 023 | Cast-In-Place Pile Work |  | 0 |  | 0 |  | 0 |  | 0 |  | 0 |  |  |  | 0 | AG | 800 ≤ DIA <900 | 0 | DIA=( )mm | 0 | 0 | 0 | 0 | 0 | 0 |  | EA | EA | A02AB023 | A02AB023-00007
A02AB023-00008 | AR | A02 | Pile Work | AB | Pile Head Treatment | 023 | Cast-In-Place Pile Work |  | 0 |  | 0 |  | 0 |  | 0 |  | 0 |  |  |  | 0 | AH | 900 ≤ DIA <1000 | 0 | DIA=( )mm | 0 | 0 | 0 | 0 | 0 | 0 |  | EA | EA | A02AB023 | A02AB023-00008
A02AB023-00009 | AR | A02 | Pile Work | AB | Pile Head Treatment | 023 | Cast-In-Place Pile Work |  | 0 |  | 0 |  | 0 |  | 0 |  | 0 |  |  |  | 0 | AJ | 1000 ≤ DIA <1200 | 0 | DIA=( )mm | 0 | 0 | 0 | 0 | 0 | 0 |  | EA | EA | A02AB023 | A02AB023-00009
A02AB023-00010 | AR | A02 | Pile Work | AB | Pile Head Treatment | 023 | Cast-In-Place Pile Work |  | 0 |  | 0 |  | 0 |  | 0 |  | 0 |  |  |  | 0 | AP | 1200 ≤ DIA <1500 | 0 | DIA=( )mm | 0 | 0 | 0 | 0 | 0 | 0 |  | EA | EA | A02AB023 | A02AB023-00010
A02AB023-00011 | AR | A02 | Pile Work | AB | Pile Head Treatment | 023 | Cast-In-Place Pile Work |  | 0 |  | 0 |  | 0 |  | 0 |  | 0 |  |  |  | 0 | AQ | 1500 ≤ DIA <1800 | 0 | DIA=( )mm | 0 | 0 | 0 | 0 | 0 | 0 |  | EA | EA | A02AB023 | A02AB023-00011
A02AB023-00012 | AR | A02 | Pile Work | AB | Pile Head Treatment | 023 | Cast-In-Place Pile Work |  | 0 |  | 0 |  | 0 |  | 0 |  | 0 |  |  |  | 0 | AR | 1800 ≤ DIA <2000 | 0 | DIA=( )mm | 0 | 0 | 0 | 0 | 0 | 0 |  | EA | EA | A02AB023 | A02AB023-00012
A02AB023-00013 | AR | A02 | Pile Work | AB | Pile Head Treatment | 023 | Cast-In-Place Pile Work |  | 0 |  | 0 |  | 0 |  | 0 |  | 0 |  |  |  | 0 | AS | 2000 ≤ DIA | 0 | DIA=( )mm | 0 | 0 | 0 | 0 | 0 | 0 |  | EA | EA | A02AB023 | A02AB023-00013
A02AC024-00001 | AR | A02 | Pile Work | AC | Pile Test | 024 | Static Axial Compressive Load Test |  | 0 |  | 0 |  | 0 |  | 0 |  | 0 |  | 0 |  | 0 |  |  | 0 |  | 0 | 0 | 0 | 0 | 0 | 0 |  | EA | EA | A02AC024 | A02AC024-00001
A02AC025-00001 | AR | A02 | Pile Work | AC | Pile Test | 025 | Static Axial Tensile Load Test |  | 0 |  | 0 |  | 0 |  | 0 |  | 0 |  | 0 |  | 0 |  |  | 0 |  | 0 | 0 | 0 | 0 | 0 | 0 |  | EA | EA | A02AC025 | A02AC025-00001
A02AC026-00001 | AR | A02 | Pile Work | AC | Pile Test | 026 | Lateral Load Test |  | 0 |  | 0 |  | 0 |  | 0 |  | 0 |  | 0 |  | 0 |  |  | 0 |  | 0 | 0 | 0 | 0 | 0 | 0 |  | EA | EA | A02AC026 | A02AC026-00001
A02AC027-00001 | AR | A02 | Pile Work | AC | Pile Test | 027 | Dynamic Load Test |  | 0 |  | 0 |  | 0 |  | 0 |  | 0 |  | 0 |  | 0 |  |  | 0 |  | 0 | 0 | 0 | 0 | 0 | 0 |  | EA | EA | A02AC027 | A02AC027-00001
A02AC028-00001 | AR | A02 | Pile Work | AC | Pile Test | 028 | Integrity Test |  | 0 |  | 0 |  | 0 |  | 0 |  | 0 |  | 0 |  | 0 |  |  | 0 |  | 0 | 0 | 0 | 0 | 0 | 0 |  | EA | EA | A02AC028 | A02AC028-00001
A03AD029-00001 | AR | A03 | Concrete Work | AD | Substructure Work | 029 | Anchor Bolt (Installation only) |  | 0 |  | 0 |  | 0 |  | 0 |  | 0 |  | 0 |  | 0 | 37 | M12 | 0 | 0 | 0 | 0 | 0 | 0 | 0 | 0 |  | EA | EA | A03AD029 | A03AD029-00001
A03AD029-00002 | AR | A03 | Concrete Work | AD | Substructure Work | 029 | Anchor Bolt (Installation only) |  | 0 |  | 0 |  | 0 |  | 0 |  | 0 |  | 0 |  | 0 | 38 | M16 | 0 | 0 | 0 | 0 | 0 | 0 | 0 | 0 |  | EA | EA | A03AD029 | A03AD029-00002
A03AD029-00003 | AR | A03 | Concrete Work | AD | Substructure Work | 029 | Anchor Bolt (Installation only) |  | 0 |  | 0 |  | 0 |  | 0 |  | 0 |  | 0 |  | 0 | 39 | M20 | 0 | 0 | 0 | 0 | 0 | 0 | 0 | 0 |  | EA | EA | A03AD029 | A03AD029-00003
A03AD029-00004 | AR | A03 | Concrete Work | AD | Substructure Work | 029 | Anchor Bolt (Installation only) |  | 0 |  | 0 |  | 0 |  | 0 |  | 0 |  | 0 |  | 0 | 40 | M22 | 0 | 0 | 0 | 0 | 0 | 0 | 0 | 0 |  | EA | EA | A03AD029 | A03AD029-00004
A03AD029-00005 | AR | A03 | Concrete Work | AD | Substructure Work | 029 | Anchor Bolt (Installation only) |  | 0 |  | 0 |  | 0 |  | 0 |  | 0 |  | 0 |  | 0 | 41 | M24 | 0 | 0 | 0 | 0 | 0 | 0 | 0 | 0 |  | EA | EA | A03AD029 | A03AD029-00005
A03AD029-00006 | AR | A03 | Concrete Work | AD | Substructure Work | 029 | Anchor Bolt (Installation only) |  | 0 |  | 0 |  | 0 |  | 0 |  | 0 |  | 0 |  | 0 | 42 | M30 | 0 | 0 | 0 | 0 | 0 | 0 | 0 | 0 |  | EA | EA | A03AD029 | A03AD029-00006
A03AD029-00007 | AR | A03 | Concrete Work | AD | Substructure Work | 029 | Anchor Bolt (Installation only) |  | 0 |  | 0 |  | 0 |  | 0 |  | 0 |  | 0 |  | 0 | 43 | M33 | 0 | 0 | 0 | 0 | 0 | 0 | 0 | 0 |  | EA | EA | A03AD029 | A03AD029-00007
A03AD029-00008 | AR | A03 | Concrete Work | AD | Substructure Work | 029 | Anchor Bolt (Installation only) |  | 0 |  | 0 |  | 0 |  | 0 |  | 0 |  | 0 |  | 0 | 44 | M36 | 0 | 0 | 0 | 0 | 0 | 0 | 0 | 0 |  | EA | EA | A03AD029 | A03AD029-00008
A03AD029-00009 | AR | A03 | Concrete Work | AD | Substructure Work | 029 | Anchor Bolt (Installation only) |  | 0 |  | 0 |  | 0 |  | 0 |  | 0 |  | 0 |  | 0 | 45 | M42 | 0 | 0 | 0 | 0 | 0 | 0 | 0 | 0 |  | EA | EA | A03AD029 | A03AD029-00009
A03AD029-00010 | AR | A03 | Concrete Work | AD | Substructure Work | 029 | Anchor Bolt (Installation only) |  | 0 |  | 0 |  | 0 |  | 0 |  | 0 |  | 0 |  | 0 | 46 | M48 | 0 | 0 | 0 | 0 | 0 | 0 | 0 | 0 |  | EA | EA | A03AD029 | A03AD029-00010
A03AD029-00011 | AR | A03 | Concrete Work | AD | Substructure Work | 029 | Anchor Bolt (Installation only) |  | 0 |  | 0 |  | 0 |  | 0 |  | 0 |  | 0 |  | 0 | 47 | M52 | 0 | 0 | 0 | 0 | 0 | 0 | 0 | 0 |  | EA | EA | A03AD029 | A03AD029-00011
A03AD029-00012 | AR | A03 | Concrete Work | AD | Substructure Work | 029 | Anchor Bolt (Installation only) |  | 0 |  | 0 |  | 0 |  | 0 |  | 0 |  | 0 |  | 0 | 48 | M56 | 0 | 0 | 0 | 0 | 0 | 0 | 0 | 0 |  | EA | EA | A03AD029 | A03AD029-00012
A03AD029-00013 | AR | A03 | Concrete Work | AD | Substructure Work | 029 | Anchor Bolt (Installation only) |  | 0 |  | 0 |  | 0 |  | 0 |  | 0 |  | 0 |  | 0 | 49 | M64 | 0 | 0 | 0 | 0 | 0 | 0 | 0 | 0 |  | EA | EA | A03AD029 | A03AD029-00013
A03AD029-00014 | AR | A03 | Concrete Work | AD | Substructure Work | 029 | Anchor Bolt (Installation only) |  | 0 |  | 0 |  | 0 |  | 0 |  | 0 |  | 0 |  | 0 | 50 | M72 | 0 | 0 | 0 | 0 | 0 | 0 | 0 | 0 |  | EA | EA | A03AD029 | A03AD029-00014
A03AD029-00015 | AR | A03 | Concrete Work | AD | Substructure Work | 029 | Anchor Bolt (Installation only) |  | 0 |  | 0 |  | 0 |  | 0 |  | 0 |  | 0 |  | 0 | 51 | M76 | 0 | 0 | 0 | 0 | 0 | 0 | 0 | 0 |  | EA | EA | A03AD029 | A03AD029-00015
A03AD029-00016 | AR | A03 | Concrete Work | AD | Substructure Work | 029 | Anchor Bolt (Installation only) |  | 0 |  | 0 |  | 0 |  | 0 |  | 0 |  | 0 |  | 0 | 52 | Over M76 | 0 | 0 | 0 | 0 | 0 | 0 | 0 | 0 |  | EA | EA | A03AD029 | A03AD029-00016
A03AD029-00017 | AR | A03 | Concrete Work | AD | Substructure Work | 029 | Anchor Bolt (Installation only) |  | 0 |  | 0 |  | 0 |  | 0 |  | 0 |  | 0 |  | 0 | AU | M27 | 0 | 0 | 0 | 0 | 0 | 0 | 0 | 0 |  | EA | EA | A03AD029 | A03AD029-00017
A03AD329-00001 | AR | A03 | Concrete Work | AD | Substructure Work | 329 | Anchor Bolt (Purchase & Installation) |  | 0 |  | 0 |  | 0 |  | 0 |  | 0 |  | 0 |  | 0 | 37 | M12 | 0 | 0 | 0 | 0 | 0 | 0 | 0 | 0 |  | EA | EA | A03AD329 | A03AD329-00001
A03AD329-00002 | AR | A03 | Concrete Work | AD | Substructure Work | 329 | Anchor Bolt (Purchase & Installation) |  | 0 |  | 0 |  | 0 |  | 0 |  | 0 |  | 0 |  | 0 | 38 | M16 | 0 | 0 | 0 | 0 | 0 | 0 | 0 | 0 |  | EA | EA | A03AD329 | A03AD329-00002
A03AD329-00003 | AR | A03 | Concrete Work | AD | Substructure Work | 329 | Anchor Bolt (Purchase & Installation) |  | 0 |  | 0 |  | 0 |  | 0 |  | 0 |  | 0 |  | 0 | 39 | M20 | 0 | 0 | 0 | 0 | 0 | 0 | 0 | 0 |  | EA | EA | A03AD329 | A03AD329-00003
A03AD329-00004 | AR | A03 | Concrete Work | AD | Substructure Work | 329 | Anchor Bolt (Purchase & Installation) |  | 0 |  | 0 |  | 0 |  | 0 |  | 0 |  | 0 |  | 0 | 40 | M22 | 0 | 0 | 0 | 0 | 0 | 0 | 0 | 0 |  | EA | EA | A03AD329 | A03AD329-00004
A03AD329-00005 | AR | A03 | Concrete Work | AD | Substructure Work | 329 | Anchor Bolt (Purchase & Installation) |  | 0 |  | 0 |  | 0 |  | 0 |  | 0 |  | 0 |  | 0 | 41 | M24 | 0 | 0 | 0 | 0 | 0 | 0 | 0 | 0 |  | EA | EA | A03AD329 | A03AD329-00005
A03AD329-00006 | AR | A03 | Concrete Work | AD | Substructure Work | 329 | Anchor Bolt (Purchase & Installation) |  | 0 |  | 0 |  | 0 |  | 0 |  | 0 |  | 0 |  | 0 | AU | M27 | 0 | 0 | 0 | 0 | 0 | 0 | 0 | 0 |  | EA | EA | A03AD329 | A03AD329-00006
A03AD329-00007 | AR | A03 | Concrete Work | AD | Substructure Work | 329 | Anchor Bolt (Purchase & Installation) |  | 0 |  | 0 |  | 0 |  | 0 |  | 0 |  | 0 |  | 0 | 42 | M30 | 0 | 0 | 0 | 0 | 0 | 0 | 0 | 0 |  | EA | EA | A03AD329 | A03AD329-00007
A03AD329-00008 | AR | A03 | Concrete Work | AD | Substructure Work | 329 | Anchor Bolt (Purchase & Installation) |  | 0 |  | 0 |  | 0 |  | 0 |  | 0 |  | 0 |  | 0 | 43 | M33 | 0 | 0 | 0 | 0 | 0 | 0 | 0 | 0 |  | EA | EA | A03AD329 | A03AD329-00008
A03AD329-00009 | AR | A03 | Concrete Work | AD | Substructure Work | 329 | Anchor Bolt (Purchase & Installation) |  | 0 |  | 0 |  | 0 |  | 0 |  | 0 |  | 0 |  | 0 | 44 | M36 | 0 | 0 | 0 | 0 | 0 | 0 | 0 | 0 |  | EA | EA | A03AD329 | A03AD329-00009
A03AD329-00010 | AR | A03 | Concrete Work | AD | Substructure Work | 329 | Anchor Bolt (Purchase & Installation) |  | 0 |  | 0 |  | 0 |  | 0 |  | 0 |  | 0 |  | 0 | 45 | M42 | 0 | 0 | 0 | 0 | 0 | 0 | 0 | 0 |  | EA | EA | A03AD329 | A03AD329-00010
A03AD329-00011 | AR | A03 | Concrete Work | AD | Substructure Work | 329 | Anchor Bolt (Purchase & Installation) |  | 0 |  | 0 |  | 0 |  | 0 |  | 0 |  | 0 |  | 0 | 46 | M48 | 0 | 0 | 0 | 0 | 0 | 0 | 0 | 0 |  | EA | EA | A03AD329 | A03AD329-00011
A03AD329-00012 | AR | A03 | Concrete Work | AD | Substructure Work | 329 | Anchor Bolt (Purchase & Installation) |  | 0 |  | 0 |  | 0 |  | 0 |  | 0 |  | 0 |  | 0 | 47 | M52 | 0 | 0 | 0 | 0 | 0 | 0 | 0 | 0 |  | EA | EA | A03AD329 | A03AD329-00012
A03AD329-00013 | AR | A03 | Concrete Work | AD | Substructure Work | 329 | Anchor Bolt (Purchase & Installation) |  | 0 |  | 0 |  | 0 |  | 0 |  | 0 |  | 0 |  | 0 | 48 | M56 | 0 | 0 | 0 | 0 | 0 | 0 | 0 | 0 |  | EA | EA | A03AD329 | A03AD329-00013
A03AD329-00014 | AR | A03 | Concrete Work | AD | Substructure Work | 329 | Anchor Bolt (Purchase & Installation) |  | 0 |  | 0 |  | 0 |  | 0 |  | 0 |  | 0 |  | 0 | 49 | M64 | 0 | 0 | 0 | 0 | 0 | 0 | 0 | 0 |  | EA | EA | A03AD329 | A03AD329-00014
A03AD329-00015 | AR | A03 | Concrete Work | AD | Substructure Work | 329 | Anchor Bolt (Purchase & Installation) |  | 0 |  | 0 |  | 0 |  | 0 |  | 0 |  | 0 |  | 0 | 50 | M72 | 0 | 0 | 0 | 0 | 0 | 0 | 0 | 0 |  | EA | EA | A03AD329 | A03AD329-00015
A03AD329-00016 | AR | A03 | Concrete Work | AD | Substructure Work | 329 | Anchor Bolt (Purchase & Installation) |  | 0 |  | 0 |  | 0 |  | 0 |  | 0 |  | 0 |  | 0 | 51 | M76 | 0 | 0 | 0 | 0 | 0 | 0 | 0 | 0 |  | EA | EA | A03AD329 | A03AD329-00016
A03AD329-00017 | AR | A03 | Concrete Work | AD | Substructure Work | 329 | Anchor Bolt (Purchase & Installation) |  | 0 |  | 0 |  | 0 |  | 0 |  | 0 |  | 0 |  | 0 | 52 | Over M76 | 0 | 0 | 0 | 0 | 0 | 0 | 0 | 0 |  | EA | EA | A03AD329 | A03AD329-00017
A03AD030-00001 | AR | A03 | Concrete Work | AD | Substructure Work | 030 | Chemical Anchor Bolt |  | 0 |  | 0 |  | 0 |  | 0 |  | 0 | 04 | Including injected Chemical material |  | 0 | 36 | M10 | 0 |  | 0 | 0 | 0 | 0 | 0 | 0 |  | EA | EA | A03AD030 | A03AD030-00001
A03AD030-00002 | AR | A03 | Concrete Work | AD | Substructure Work | 030 | Chemical Anchor Bolt |  | 0 |  | 0 |  | 0 |  | 0 |  | 0 | 04 | Including injected Chemical material |  | 0 | 37 | M12 | 0 |  | 0 | 0 | 0 | 0 | 0 | 0 |  | EA | EA | A03AD030 | A03AD030-00002
A03AD030-00003 | AR | A03 | Concrete Work | AD | Substructure Work | 030 | Chemical Anchor Bolt |  | 0 |  | 0 |  | 0 |  | 0 |  | 0 | 04 | Including injected Chemical material |  | 0 | 38 | M16 | 0 |  | 0 | 0 | 0 | 0 | 0 | 0 |  | EA | EA | A03AD030 | A03AD030-00003
A03AD030-00004 | AR | A03 | Concrete Work | AD | Substructure Work | 030 | Chemical Anchor Bolt |  | 0 |  | 0 |  | 0 |  | 0 |  | 0 | 04 | Including injected Chemical material |  | 0 | 39 | M20 | 0 |  | 0 | 0 | 0 | 0 | 0 | 0 |  | EA | EA | A03AD030 | A03AD030-00004
A03AD030-00005 | AR | A03 | Concrete Work | AD | Substructure Work | 030 | Chemical Anchor Bolt |  | 0 |  | 0 |  | 0 |  | 0 |  | 0 | 04 | Including injected Chemical material |  | 0 | 40 | M22 | 0 |  | 0 | 0 | 0 | 0 | 0 | 0 |  | EA | EA | A03AD030 | A03AD030-00005
A03AD030-00006 | AR | A03 | Concrete Work | AD | Substructure Work | 030 | Chemical Anchor Bolt |  | 0 |  | 0 |  | 0 |  | 0 |  | 0 | 04 | Including injected Chemical material |  | 0 | 41 | M24 | 0 |  | 0 | 0 | 0 | 0 | 0 | 0 |  | EA | EA | A03AD030 | A03AD030-00006
A03AD031-00001 | AR | A03 | Concrete Work | AD | Substructure Work | 031 | Expansion Anchor Bolt |  | 0 |  | 0 |  | 0 |  | 0 |  | 0 |  | 0 |  | 0 | 36 | M10 | 0 |  | 0 | 0 | 0 | 0 | 0 | 0 |  | EA | EA | A03AD031 | A03AD031-00001
A03AD031-00002 | AR | A03 | Concrete Work | AD | Substructure Work | 031 | Expansion Anchor Bolt |  | 0 |  | 0 |  | 0 |  | 0 |  | 0 |  | 0 |  | 0 | 37 | M12 | 0 |  | 0 | 0 | 0 | 0 | 0 | 0 |  | EA | EA | A03AD031 | A03AD031-00002
A03AD031-00003 | AR | A03 | Concrete Work | AD | Substructure Work | 031 | Expansion Anchor Bolt |  | 0 |  | 0 |  | 0 |  | 0 |  | 0 |  | 0 |  | 0 | 38 | M16 | 0 |  | 0 | 0 | 0 | 0 | 0 | 0 |  | EA | EA | A03AD031 | A03AD031-00003
A03AD031-00004 | AR | A03 | Concrete Work | AD | Substructure Work | 031 | Expansion Anchor Bolt |  | 0 |  | 0 |  | 0 |  | 0 |  | 0 |  | 0 |  | 0 | 39 | M20 | 0 |  | 0 | 0 | 0 | 0 | 0 | 0 |  | EA | EA | A03AD031 | A03AD031-00004
A03AD031-00005 | AR | A03 | Concrete Work | AD | Substructure Work | 031 | Expansion Anchor Bolt |  | 0 |  | 0 |  | 0 |  | 0 |  | 0 |  | 0 |  | 0 | 40 | M22 | 0 |  | 0 | 0 | 0 | 0 | 0 | 0 |  | EA | EA | A03AD031 | A03AD031-00005
A03AD031-00006 | AR | A03 | Concrete Work | AD | Substructure Work | 031 | Expansion Anchor Bolt |  | 0 |  | 0 |  | 0 |  | 0 |  | 0 |  | 0 |  | 0 | 41 | M24 | 0 |  | 0 | 0 | 0 | 0 | 0 | 0 |  | EA | EA | A03AD031 | A03AD031-00006
A03AD032-00016 | AR | A03 | Concrete Work | AD | Substructure Work | 032 | Structural Concrete |  | 0 | 01 | Cement Type-1 | 13 | 35MPa ≤ F'c (Cylinder Strength) |  | 0 |  | 0 |  |  |  | 0 |  |  | 0 |  | 0 | 0 | 0 | 0 | 0 | 0 |  | M3 | M3 | A03AD032 | A03AD032-00016
A03AD032-00017 | AR | A03 | Concrete Work | AD | Substructure Work | 032 | Structural Concrete |  | 0 | 02 | Cement Type-2 | 13 | 35MPa ≤ F'c (Cylinder Strength) |  | 0 |  | 0 |  |  |  | 0 |  |  | 0 |  | 0 | 0 | 0 | 0 | 0 | 0 |  | M3 | M3 | A03AD032 | A03AD032-00017
A03AD032-00018 | AR | A03 | Concrete Work | AD | Substructure Work | 032 | Structural Concrete |  | 0 | 03 | Cement Type-5 | 13 | 35MPa ≤ F'c (Cylinder Strength) |  | 0 |  | 0 |  |  |  | 0 |  |  | 0 |  | 0 | 0 | 0 | 0 | 0 | 0 |  | M3 | M3 | A03AD032 | A03AD032-00018
A03AD032-00019 | AR | A03 | Concrete Work | AD | Substructure Work | 032 | Structural Concrete |  | 0 | 01 | Cement Type-1 | 14 | 30MPa ≤ F'c (Cylinder Strength) < 35MPa |  | 0 |  | 0 |  |  |  | 0 |  |  | 0 |  | 0 | 0 | 0 | 0 | 0 | 0 |  | M3 | M3 | A03AD032 | A03AD032-00019
A03AD032-00020 | AR | A03 | Concrete Work | AD | Substructure Work | 032 | Structural Concrete |  | 0 | 02 | Cement Type-2 | 14 | 30MPa ≤ F'c (Cylinder Strength) < 35MPa |  | 0 |  | 0 |  |  |  | 0 |  |  | 0 |  | 0 | 0 | 0 | 0 | 0 | 0 |  | M3 | M3 | A03AD032 | A03AD032-00020
A03AD032-00021 | AR | A03 | Concrete Work | AD | Substructure Work | 032 | Structural Concrete |  | 0 | 03 | Cement Type-5 | 14 | 30MPa ≤ F'c (Cylinder Strength) < 35MPa |  | 0 |  | 0 |  |  |  | 0 |  |  | 0 |  | 0 | 0 | 0 | 0 | 0 | 0 |  | M3 | M3 | A03AD032 | A03AD032-00021
A03AD032-00022 | AR | A03 | Concrete Work | AD | Substructure Work | 032 | Structural Concrete |  | 0 | 01 | Cement Type-1 | 15 | 25MPa ≤ F'c (Cylinder Strength) < 30MPa |  | 0 |  | 0 |  |  |  | 0 |  |  | 0 |  | 0 | 0 | 0 | 0 | 0 | 0 |  | M3 | M3 | A03AD032 | A03AD032-00022
A03AD032-00023 | AR | A03 | Concrete Work | AD | Substructure Work | 032 | Structural Concrete |  | 0 | 02 | Cement Type-2 | 15 | 25MPa ≤ F'c (Cylinder Strength) < 30MPa |  | 0 |  | 0 |  |  |  | 0 |  |  | 0 |  | 0 | 0 | 0 | 0 | 0 | 0 |  | M3 | M3 | A03AD032 | A03AD032-00023
A03AD032-00024 | AR | A03 | Concrete Work | AD | Substructure Work | 032 | Structural Concrete |  | 0 | 03 | Cement Type-5 | 15 | 25MPa ≤ F'c (Cylinder Strength) < 30MPa |  | 0 |  | 0 |  |  |  | 0 |  |  | 0 |  | 0 | 0 | 0 | 0 | 0 | 0 |  | M3 | M3 | A03AD032 | A03AD032-00024
A03AD032-00025 | AR | A03 | Concrete Work | AD | Substructure Work | 032 | Structural Concrete |  | 0 | 01 | Cement Type-1 | 16 | 20MPa ≤ F'c (Cylinder Strength) < 25MPa |  | 0 |  | 0 |  |  |  | 0 |  |  | 0 |  | 0 | 0 | 0 | 0 | 0 | 0 |  | M3 | M3 | A03AD032 | A03AD032-00025
A03AD032-00026 | AR | A03 | Concrete Work | AD | Substructure Work | 032 | Structural Concrete |  | 0 | 02 | Cement Type-2 | 16 | 20MPa ≤ F'c (Cylinder Strength) < 25MPa |  | 0 |  | 0 |  |  |  | 0 |  |  | 0 |  | 0 | 0 | 0 | 0 | 0 | 0 |  | M3 | M3 | A03AD032 | A03AD032-00026
A03AD032-00027 | AR | A03 | Concrete Work | AD | Substructure Work | 032 | Structural Concrete |  | 0 | 03 | Cement Type-5 | 16 | 20MPa ≤ F'c (Cylinder Strength) < 25MPa |  | 0 |  | 0 |  |  |  | 0 |  |  | 0 |  | 0 | 0 | 0 | 0 | 0 | 0 |  | M3 | M3 | A03AD032 | A03AD032-00027
A03AD032-00028 | AR | A03 | Concrete Work | AD | Substructure Work | 032 | Structural Concrete |  | 0 | 01 | Cement Type-1 | 17 | F'c (Cylinder Strength) < 20MPa |  | 0 |  | 0 |  |  |  | 0 |  |  | 0 |  | 0 | 0 | 0 | 0 | 0 | 0 |  | M3 | M3 | A03AD032 | A03AD032-00028
A03AD032-00029 | AR | A03 | Concrete Work | AD | Substructure Work | 032 | Structural Concrete |  | 0 | 02 | Cement Type-2 | 17 | F'c (Cylinder Strength) < 20MPa |  | 0 |  | 0 |  |  |  | 0 |  |  | 0 |  | 0 | 0 | 0 | 0 | 0 | 0 |  | M3 | M3 | A03AD032 | A03AD032-00029
A03AD032-00030 | AR | A03 | Concrete Work | AD | Substructure Work | 032 | Structural Concrete |  | 0 | 03 | Cement Type-5 | 17 | F'c (Cylinder Strength) < 20MPa |  | 0 |  | 0 |  |  |  | 0 |  |  | 0 |  | 0 | 0 | 0 | 0 | 0 | 0 |  | M3 | M3 | A03AD032 | A03AD032-00030
A03AD033-00016 | AR | A03 | Concrete Work | AD | Substructure Work | 033 | Colored Concrete |  | 0 | 01 | Cement Type-1 | 13 | 35MPa ≤ F'c (Cylinder Strength) |  | 0 |  | 0 |  |  |  | 0 |  |  | 0 |  | 0 | 0 | 0 | 0 | 0 | 0 |  | M3 | M3 | A03AD033 | A03AD033-00016
A03AD033-00017 | AR | A03 | Concrete Work | AD | Substructure Work | 033 | Colored Concrete |  | 0 | 02 | Cement Type-2 | 13 | 35MPa ≤ F'c (Cylinder Strength) |  | 0 |  | 0 |  |  |  | 0 |  |  | 0 |  | 0 | 0 | 0 | 0 | 0 | 0 |  | M3 | M3 | A03AD033 | A03AD033-00017
A03AD033-00018 | AR | A03 | Concrete Work | AD | Substructure Work | 033 | Colored Concrete |  | 0 | 03 | Cement Type-5 | 13 | 35MPa ≤ F'c (Cylinder Strength) |  | 0 |  | 0 |  |  |  | 0 |  |  | 0 |  | 0 | 0 | 0 | 0 | 0 | 0 |  | M3 | M3 | A03AD033 | A03AD033-00018
A03AD033-00019 | AR | A03 | Concrete Work | AD | Substructure Work | 033 | Colored Concrete |  | 0 | 01 | Cement Type-1 | 14 | 30MPa ≤ F'c (Cylinder Strength) < 35MPa |  | 0 |  | 0 |  |  |  | 0 |  |  | 0 |  | 0 | 0 | 0 | 0 | 0 | 0 |  | M3 | M3 | A03AD033 | A03AD033-00019
A03AD033-00020 | AR | A03 | Concrete Work | AD | Substructure Work | 033 | Colored Concrete |  | 0 | 02 | Cement Type-2 | 14 | 30MPa ≤ F'c (Cylinder Strength) < 35MPa |  | 0 |  | 0 |  |  |  | 0 |  |  | 0 |  | 0 | 0 | 0 | 0 | 0 | 0 |  | M3 | M3 | A03AD033 | A03AD033-00020
A03AD033-00021 | AR | A03 | Concrete Work | AD | Substructure Work | 033 | Colored Concrete |  | 0 | 03 | Cement Type-5 | 14 | 30MPa ≤ F'c (Cylinder Strength) < 35MPa |  | 0 |  | 0 |  |  |  | 0 |  |  | 0 |  | 0 | 0 | 0 | 0 | 0 | 0 |  | M3 | M3 | A03AD033 | A03AD033-00021
A03AD033-00022 | AR | A03 | Concrete Work | AD | Substructure Work | 033 | Colored Concrete |  | 0 | 01 | Cement Type-1 | 15 | 25MPa ≤ F'c (Cylinder Strength) < 30MPa |  | 0 |  | 0 |  |  |  | 0 |  |  | 0 |  | 0 | 0 | 0 | 0 | 0 | 0 |  | M3 | M3 | A03AD033 | A03AD033-00022
A03AD033-00023 | AR | A03 | Concrete Work | AD | Substructure Work | 033 | Colored Concrete |  | 0 | 02 | Cement Type-2 | 15 | 25MPa ≤ F'c (Cylinder Strength) < 30MPa |  | 0 |  | 0 |  |  |  | 0 |  |  | 0 |  | 0 | 0 | 0 | 0 | 0 | 0 |  | M3 | M3 | A03AD033 | A03AD033-00023
A03AD033-00024 | AR | A03 | Concrete Work | AD | Substructure Work | 033 | Colored Concrete |  | 0 | 03 | Cement Type-5 | 15 | 25MPa ≤ F'c (Cylinder Strength) < 30MPa |  | 0 |  | 0 |  |  |  | 0 |  |  | 0 |  | 0 | 0 | 0 | 0 | 0 | 0 |  | M3 | M3 | A03AD033 | A03AD033-00024
A03AD033-00025 | AR | A03 | Concrete Work | AD | Substructure Work | 033 | Colored Concrete |  | 0 | 01 | Cement Type-1 | 16 | 20MPa ≤ F'c (Cylinder Strength) < 25MPa |  | 0 |  | 0 |  |  |  | 0 |  |  | 0 |  | 0 | 0 | 0 | 0 | 0 | 0 |  | M3 | M3 | A03AD033 | A03AD033-00025
A03AD033-00026 | AR | A03 | Concrete Work | AD | Substructure Work | 033 | Colored Concrete |  | 0 | 02 | Cement Type-2 | 16 | 20MPa ≤ F'c (Cylinder Strength) < 25MPa |  | 0 |  | 0 |  |  |  | 0 |  |  | 0 |  | 0 | 0 | 0 | 0 | 0 | 0 |  | M3 | M3 | A03AD033 | A03AD033-00026
A03AD033-00027 | AR | A03 | Concrete Work | AD | Substructure Work | 033 | Colored Concrete |  | 0 | 03 | Cement Type-5 | 16 | 20MPa ≤ F'c (Cylinder Strength) < 25MPa |  | 0 |  | 0 |  |  |  | 0 |  |  | 0 |  | 0 | 0 | 0 | 0 | 0 | 0 |  | M3 | M3 | A03AD033 | A03AD033-00027
A03AD033-00028 | AR | A03 | Concrete Work | AD | Substructure Work | 033 | Colored Concrete |  | 0 | 01 | Cement Type-1 | 17 | F'c (Cylinder Strength) < 20MPa |  | 0 |  | 0 |  |  |  | 0 |  |  | 0 |  | 0 | 0 | 0 | 0 | 0 | 0 |  | M3 | M3 | A03AD033 | A03AD033-00028
A03AD033-00029 | AR | A03 | Concrete Work | AD | Substructure Work | 033 | Colored Concrete |  | 0 | 02 | Cement Type-2 | 17 | F'c (Cylinder Strength) < 20MPa |  | 0 |  | 0 |  |  |  | 0 |  |  | 0 |  | 0 | 0 | 0 | 0 | 0 | 0 |  | M3 | M3 | A03AD033 | A03AD033-00029
A03AD033-00030 | AR | A03 | Concrete Work | AD | Substructure Work | 033 | Colored Concrete |  | 0 | 03 | Cement Type-5 | 17 | F'c (Cylinder Strength) < 20MPa |  | 0 |  | 0 |  |  |  | 0 |  |  | 0 |  | 0 | 0 | 0 | 0 | 0 | 0 |  | M3 | M3 | A03AD033 | A03AD033-00030
A03AD034-00010 | AR | A03 | Concrete Work | AD | Substructure Work | 034 | Lean Concrete (including Form work) |  | 0 | 01 | Cement Type-1 | 18 | 15MPa ≤ F'c (Cylinder Strength) < 20MPa |  | 0 |  | 0 |  |  |  | 0 |  |  | 0 |  | 0 | 0 | 0 | 0 | 0 | 0 |  | M3 | M3 | A03AD034 | A03AD034-00010
A03AD034-00011 | AR | A03 | Concrete Work | AD | Substructure Work | 034 | Lean Concrete (including Form work) |  | 0 | 02 | Cement Type-2 | 18 | 15MPa ≤ F'c (Cylinder Strength) < 20MPa |  | 0 |  | 0 |  |  |  | 0 |  |  | 0 |  | 0 | 0 | 0 | 0 | 0 | 0 |  | M3 | M3 | A03AD034 | A03AD034-00011
A03AD034-00012 | AR | A03 | Concrete Work | AD | Substructure Work | 034 | Lean Concrete (including Form work) |  | 0 | 03 | Cement Type-5 | 18 | 15MPa ≤ F'c (Cylinder Strength) < 20MPa |  | 0 |  | 0 |  | 0 |  | 0 |  | 0 | 0 |  | 0 | 0 | 0 | 0 | 0 | 0 |  | M3 | M3 | A03AD034 | A03AD034-00012
A03AD034-00013 | AR | A03 | Concrete Work | AD | Substructure Work | 034 | Lean Concrete (including Form work) |  | 0 | 01 | Cement Type-1 | 19 | 10MPa ≤ F'c (Cylinder Strength) < 15MPa |  | 0 |  | 0 |  | 0 |  | 0 |  | 0 | 0 |  | 0 | 0 | 0 | 0 | 0 | 0 |  | M3 | M3 | A03AD034 | A03AD034-00013
A03AD034-00014 | AR | A03 | Concrete Work | AD | Substructure Work | 034 | Lean Concrete (including Form work) |  | 0 | 02 | Cement Type-2 | 19 | 10MPa ≤ F'c (Cylinder Strength) < 15MPa |  | 0 |  | 0 |  | 0 |  | 0 |  | 0 | 0 |  | 0 | 0 | 0 | 0 | 0 | 0 |  | M3 | M3 | A03AD034 | A03AD034-00014
A03AD034-00015 | AR | A03 | Concrete Work | AD | Substructure Work | 034 | Lean Concrete (including Form work) |  | 0 | 03 | Cement Type-5 | 19 | 10MPa ≤ F'c (Cylinder Strength) < 15MPa |  | 0 |  | 0 |  | 0 |  | 0 |  | 0 | 0 |  | 0 | 0 | 0 | 0 | 0 | 0 |  | M3 | M3 | A03AD034 | A03AD034-00015
A03AD034-00016 | AR | A03 | Concrete Work | AD | Substructure Work | 034 | Lean Concrete (including Form work) |  | 0 | 01 | Cement Type-1 | 20 | F'c (Cylinder Strength) < 10MPa |  | 0 |  | 0 |  | 0 |  | 0 |  | 0 | 0 |  | 0 | 0 | 0 | 0 | 0 | 0 |  | M3 | M3 | A03AD034 | A03AD034-00016
A03AD034-00017 | AR | A03 | Concrete Work | AD | Substructure Work | 034 | Lean Concrete (including Form work) |  | 0 | 02 | Cement Type-2 | 20 | F'c (Cylinder Strength) < 10MPa |  | 0 |  | 0 |  | 0 |  | 0 |  | 0 | 0 |  | 0 | 0 | 0 | 0 | 0 | 0 |  | M3 | M3 | A03AD034 | A03AD034-00017
A03AD034-00018 | AR | A03 | Concrete Work | AD | Substructure Work | 034 | Lean Concrete (including Form work) |  | 0 | 03 | Cement Type-5 | 20 | F'c (Cylinder Strength) < 10MPa |  | 0 |  | 0 |  | 0 |  | 0 |  | 0 | 0 |  | 0 | 0 | 0 | 0 | 0 | 0 |  | M3 | M3 | A03AD034 | A03AD034-00018
A03AD035-00001 | AR | A03 | Concrete Work | AD | Substructure Work | 035 | Form Work (3 times in use) | 25 | Flat Form |  | 0 |  | 0 |  | 0 |  | 0 | 05 | Dressed Lumber, Plywood or Steel Form(Wood Planks are not Allowed) incl. Chamfer |  | 0 |  |  | 0 |  | 0 | 0 | 0 | 0 | 0 | 0 |  | M2 | M2 | A03AD035 | A03AD035-00001
A03AD035-00002 | AR | A03 | Concrete Work | AD | Substructure Work | 035 | Form Work (3 times in use) | 26 | Circular Form |  | 0 |  | 0 |  | 0 |  | 0 | 05 | Dressed Lumber, Plywood or Steel Form(Wood Planks are not Allowed) incl. Chamfer |  | 0 |  |  | 0 |  | 0 | 0 | 0 | 0 | 0 | 0 |  | M2 | M2 | A03AD035 | A03AD035-00002
A03AD036-00001 | AR | A03 | Concrete Work | AD | Substructure Work | 036 | Form Work (1 time in use) | 25 | Flat Form |  | 0 |  | 0 |  | 0 |  | 0 | 05 | Dressed Lumber, Plywood or Steel Form(Wood Planks are not Allowed) incl. Chamfer |  | 0 |  |  | 0 |  | 0 | 0 | 0 | 0 | 0 | 0 |  | M2 | M2 | A03AD036 | A03AD036-00001
A03AD036-00002 | AR | A03 | Concrete Work | AD | Substructure Work | 036 | Form Work (1 time in use) | 26 | Circular Form |  | 0 |  | 0 |  | 0 |  | 0 | 05 | Dressed Lumber, Plywood or Steel Form(Wood Planks are not Allowed) incl. Chamfer |  | 0 |  |  | 0 |  | 0 | 0 | 0 | 0 | 0 | 0 |  | M2 | M2 | A03AD036 | A03AD036-00002
A03AD037-00001 | AR | A03 | Concrete Work | AD | Substructure Work | 037 | Rebar Work | 27 | Deformed Bar (Non-Coat.) |  | 0 | 09 | Fy>470MPa |  | 0 |  | 0 |  |  |  | 0 |  |  | 0 |  | 0 | 0 | 0 | 0 | 0 | 0 |  | TON | TON | A03AD037 | A03AD037-00001
A03AD037-00002 | AR | A03 | Concrete Work | AD | Substructure Work | 037 | Rebar Work | 27 | Deformed Bar (Non-Coat.) |  | 0 | 10 | 400MPa<Fy≤470MPa |  | 0 |  | 0 |  |  |  | 0 |  |  | 0 |  | 0 | 0 | 0 | 0 | 0 | 0 |  | TON | TON | A03AD037 | A03AD037-00002
A03AD037-00003 | AR | A03 | Concrete Work | AD | Substructure Work | 037 | Rebar Work | 27 | Deformed Bar (Non-Coat.) |  | 0 | 11 | 300MPa<Fy≤400MPa |  | 0 |  | 0 |  |  |  | 0 |  |  | 0 |  | 0 | 0 | 0 | 0 | 0 | 0 |  | TON | TON | A03AD037 | A03AD037-00003
A03AD037-00004 | AR | A03 | Concrete Work | AD | Substructure Work | 037 | Rebar Work | 27 | Deformed Bar (Non-Coat.) |  | 0 | 12 | Fy≤300MPa |  | 0 |  | 0 |  |  |  | 0 |  |  | 0 |  | 0 | 0 | 0 | 0 | 0 | 0 |  | TON | TON | A03AD037 | A03AD037-00004
A03AD037-00005 | AR | A03 | Concrete Work | AD | Substructure Work | 037 | Rebar Work | 28 | Deformed Bar (Epoxy Coat.) |  | 0 | 09 | Fy>470MPa |  | 0 |  | 0 |  |  |  | 0 |  |  | 0 |  | 0 | 0 | 0 | 0 | 0 | 0 |  | TON | TON | A03AD037 | A03AD037-00005
A03AD037-00006 | AR | A03 | Concrete Work | AD | Substructure Work | 037 | Rebar Work | 28 | Deformed Bar (Epoxy Coat.) |  | 0 | 10 | 400MPa<Fy≤470MPa |  | 0 |  | 0 |  |  |  | 0 |  |  | 0 |  | 0 | 0 | 0 | 0 | 0 | 0 |  | TON | TON | A03AD037 | A03AD037-00006
A03AD037-00007 | AR | A03 | Concrete Work | AD | Substructure Work | 037 | Rebar Work | 28 | Deformed Bar (Epoxy Coat.) |  | 0 | 11 | 300MPa<Fy≤400MPa |  | 0 |  | 0 |  |  |  | 0 |  |  | 0 |  | 0 | 0 | 0 | 0 | 0 | 0 |  | TON | TON | A03AD037 | A03AD037-00007
A03AD037-00008 | AR | A03 | Concrete Work | AD | Substructure Work | 037 | Rebar Work | 28 | Deformed Bar (Epoxy Coat.) |  | 0 | 12 | Fy≤300MPa |  | 0 |  | 0 |  |  |  | 0 |  |  | 0 |  | 0 | 0 | 0 | 0 | 0 | 0 |  | TON | TON | A03AD037 | A03AD037-00008
A03AD038-00001 | AR | A03 | Concrete Work | AD | Substructure Work | 038 | Welded Wire Fabric |  | 0 |  | 0 |  | 0 |  | 0 |  | 0 |  |  |  | 0 | 53 | DIA≤6mm | 0 | Mesh Size=DIA( )mm x ( )mm x ( )mm | 0 | 0 | 0 | 0 | 0 | 0 |  | M2 | M2 | A03AD038 | A03AD038-00001
A03AD038-00002 | AR | A03 | Concrete Work | AD | Substructure Work | 038 | Welded Wire Fabric |  | 0 |  | 0 |  | 0 |  | 0 |  | 0 |  |  |  | 0 | 54 | DIA>6mm | 0 | Mesh Size=DIA( )mm x ( )mm x ( )mm | 0 | 0 | 0 | 0 | 0 | 0 |  | M2 | M2 | A03AD038 | A03AD038-00002
A03AD039-00001 | AR | A03 | Concrete Work | AD | Substructure Work | 039 | Expansion Joint (Exposed Type) |  | 0 |  | 0 |  | 0 |  | 0 |  | 0 | 06 | w/ Flexible Joint Filler, Sealant, Dowel Bar w/ PVC Sleeve |  | 0 |  | 0 | 0 | THK=( )mm | 0 | 0 | 0 | 0 | 0 | 0 |  | M | M | A03AD039 | A03AD039-00001
A03AD040-00001 | AR | A03 | Concrete Work | AD | Substructure Work | 040 | Expansion Joint (w/ Aluminum Cover) |  | 0 |  | 0 |  | 0 |  | 0 |  | 0 | 07 | w/ Flexible Joint Filler, Sealant, Aluminum Flashing Cover w/ Fixing Accessories |  | 0 |  | 0 | 0 | THK=( )mm | 0 | 0 | 0 | 0 | 0 | 0 |  | M | M | A03AD040 | A03AD040-00001
A03AD041-00001 | AR | A03 | Concrete Work | AD | Substructure Work | 041 | Expansion Joint (w/ Galvanized Steel Cover) |  | 0 |  | 0 |  | 0 |  | 0 |  | 0 | 08 | w/ Flexible Joint Filler, Sealant, Galv. Steel Cover w/ Galv. Steel Angle, Fixing Accessories |  | 0 |  | 0 | 0 | THK=( )mm | 0 | 0 | 0 | 0 | 0 | 0 |  | M | M | A03AD041 | A03AD041-00001
A03AD042-00001 | AR | A03 | Concrete Work | AD | Substructure Work | 042 | Expansion Joint (w/ Stainless Steel Cover) |  | 0 |  | 0 |  | 0 |  | 0 |  | 0 | 09 | w/ Flexible Joint Filler, Sealant, SST Flashing Cover w/ Fixing Accessories |  | 0 |  | 0 | 0 | THK=( )mm | 0 | 0 | 0 | 0 | 0 | 0 |  | M | M | A03AD042 | A03AD042-00001
A03AD043-00001 | AR | A03 | Concrete Work | AD | Substructure Work | 043 | Expansion Joint (w/ Ready-Made Cover) |  | 0 |  | 0 |  | 0 |  | 0 |  | 0 | 10 | w/ Flexible Joint Filler, Sealant, Ready-Made Cover Profile w/ Fixing Accessories |  | 0 |  | 0 | 0 | THK=( )mm | 0 | 0 | 0 | 0 | 0 | 0 |  | M | M | A03AD043 | A03AD043-00001
A03AD044-00001 | AR | A03 | Concrete Work | AD | Substructure Work | 044 | Isolation Joint (Separation Joint) |  | 0 |  | 0 |  | 0 |  | 0 |  | 0 | 11 | w/ Flexible Joint Filler, Sealant |  | 0 |  | 0 | 0 | THK=( )mm | 0 | 0 | 0 | 0 | 0 | 0 |  | M | M | A03AD044 | A03AD044-00001
A03AD045-00001 | AR | A03 | Concrete Work | AD | Substructure Work | 045 | Control Joint |  | 0 |  | 0 |  | 0 |  | 0 |  | 0 | 12 | w/ Joint Sealant, Backstop |  | 0 |  | 0 | 0 | Saw Cut: W( )mm x D( )mm | 0 | 0 | 0 | 0 | 0 | 0 |  | M | M | A03AD045 | A03AD045-00001
A03AD045-00002 | AR | A03 | Concrete Work | AD | Substructure Work | 045 | Control Joint |  | 0 |  | 0 |  | 0 |  | 0 |  | 0 | 13 | w/ Joint Sealant, Backstop, Bottom Crack Inducer |  | 0 |  | 0 | 0 | Saw Cut: W( )mm x D( )mm | 0 | 0 | 0 | 0 | 0 | 0 |  | M | M | A03AD045 | A03AD045-00002
A03AD046-00001 | AR | A03 | Concrete Work | AD | Substructure Work | 046 | Water Stop | 29 | PVC Type |  | 0 |  | 0 |  | 0 |  | 0 |  |  |  | 0 |  | 0 | 0 | W=( )mm | 0 | 0 | 0 | 0 | 0 | 0 |  | M | M | A03AD046 | A03AD046-00001
A03AD046-00002 | AR | A03 | Concrete Work | AD | Substructure Work | 046 | Water Stop | 30 | Stainless Steel Type |  | 0 |  | 0 |  | 0 |  | 0 |  |  |  | 0 |  | 0 | 0 | W=( )mm | 0 | 0 | 0 | 0 | 0 | 0 |  | M | M | A03AD046 | A03AD046-00002
A03AD046-00003 | AR | A03 | Concrete Work | AD | Substructure Work | 046 | Water Stop | 31 | Expandable Rubber Type |  | 0 |  | 0 |  | 0 |  | 0 |  |  |  | 0 |  | 0 | 0 | W=( )mm | 0 | 0 | 0 | 0 | 0 | 0 |  | M | M | A03AD046 | A03AD046-00003
A03AD046-00004 | AR | A03 | Concrete Work | AD | Substructure Work | 046 | Water Stop | FS | Copper |  | 0 |  | 0 |  | 0 |  | 0 |  |  |  | 0 |  | 0 | 0 | W=( )mm | 0 | 0 | 0 | 0 | 0 | 0 |  | M | M | A03AD046 | A03AD046-00004
A03AD047-00001 | AR | A03 | Concrete Work | AD | Substructure Work | 047 | Insulation under Ground Floor | 32 | Extruded Polystyrene Insulation Board |  | 0 |  | 0 |  | 0 |  | 0 |  |  |  | 0 | 31 | THK<50mm | 0 | THK=( )mm | 0 | 0 | 0 | 0 | 0 | 0 |  | M2 | M2 | A03AD047 | A03AD047-00001
A03AD047-00002 | AR | A03 | Concrete Work | AD | Substructure Work | 047 | Insulation under Ground Floor | 32 | Extruded Polystyrene Insulation Board |  | 0 |  | 0 |  | 0 |  | 0 |  |  |  | 0 | 09 | 50mm≤THK<75mm | 0 | THK=( )mm | 0 | 0 | 0 | 0 | 0 | 0 |  | M2 | M2 | A03AD047 | A03AD047-00002
A03AD047-00003 | AR | A03 | Concrete Work | AD | Substructure Work | 047 | Insulation under Ground Floor | 32 | Extruded Polystyrene Insulation Board |  | 0 |  | 0 |  | 0 |  | 0 |  |  |  | 0 | 10 | 75mm≤THK<100mm | 0 | THK=( )mm | 0 | 0 | 0 | 0 | 0 | 0 |  | M2 | M2 | A03AD047 | A03AD047-00003
A03AD047-00004 | AR | A03 | Concrete Work | AD | Substructure Work | 047 | Insulation under Ground Floor | 32 | Extruded Polystyrene Insulation Board |  | 0 |  | 0 |  | 0 |  | 0 |  |  |  | 0 | 11 | 100mm≤THK | 0 | THK=( )mm | 0 | 0 | 0 | 0 | 0 | 0 |  | M2 | M2 | A03AD047 | A03AD047-00004
A03AD048-00004 | AR | A03 | Concrete Work | AD | Substructure Work | 048 | Ladder Rung | 33 | Hot-Dip Galvanized Steel |  | 0 |  | 0 |  | 0 |  | 0 | 14 | Galv.: ASTM A123 |  | 0 |  | 0 | 0 | L=( )mm | 0 | 0 | 0 | 0 | 0 | 0 |  | EA | EA | A03AD048 | A03AD048-00004
A03AD048-00005 | AR | A03 | Concrete Work | AD | Substructure Work | 048 | Ladder Rung | 34 | SUS |  | 0 |  | 0 |  | 0 |  | 0 | 62 | SUS 304 |  | 0 |  | 0 | 0 | L=( )mm | 0 | 0 | 0 | 0 | 0 | 0 |  | EA | EA | A03AD048 | A03AD048-00005
A03AD048-00006 | AR | A03 | Concrete Work | AD | Substructure Work | 048 | Ladder Rung | 34 | SUS |  | 0 |  | 0 |  | 0 |  | 0 | 63 | SUS 316L |  | 0 |  | 0 | 0 | L=( )mm | 0 | 0 | 0 | 0 | 0 | 0 |  | EA | EA | A03AD048 | A03AD048-00006
A03AD048-00007 | AR | A03 | Concrete Work | AD | Substructure Work | 048 | Ladder Rung | 34 | SUS |  | 0 |  | 0 |  | 0 |  | 0 | 64 | SUS Duplex |  | 0 |  | 0 | 0 | L=( )mm | 0 | 0 | 0 | 0 | 0 | 0 |  | EA | EA | A03AD048 | A03AD048-00007
A03AD048-00008 | AR | A03 | Concrete Work | AD | Substructure Work | 048 | Ladder Rung | 35 | FRP |  | 0 |  | 0 |  | 0 |  | 0 |  |  |  | 0 |  | 0 | 0 | L=( )mm | 0 | 0 | 0 | 0 | 0 | 0 |  | EA | EA | A03AD048 | A03AD048-00008
A03AD049-00001 | AR | A03 | Concrete Work | AD | Substructure Work | 049 | Embedded Steel(Steel Plate, Corner Angle and etc.) w/ Anchor Bar (Purchase & Installation) | 33 | Hot-Dip Galvanized Steel |  | 0 |  | 0 |  | 0 |  | 0 | 14 | Galv.: ASTM A123 |  | 0 |  |  | 0 |  | 0 | 0 | 0 | 0 | 0 | 0 |  | TON | TON | A03AD049 | A03AD049-00001
A03AD049-00003 | AR | A03 | Concrete Work | AD | Substructure Work | 049 | Embedded Steel(Steel Plate, Corner Angle and etc.) w/ Anchor Bar (Purchase & Installation) | 34 | SUS |  | 0 |  | 0 |  | 0 |  | 0 | 62 | SUS 304 |  | 0 |  |  | 0 |  | 0 | 0 | 0 | 0 | 0 | 0 |  | TON | TON | A03AD049 | A03AD049-00003
A03AD049-00004 | AR | A03 | Concrete Work | AD | Substructure Work | 049 | Embedded Steel(Steel Plate, Corner Angle and etc.) w/ Anchor Bar (Purchase & Installation) | 34 | SUS |  | 0 |  | 0 |  | 0 |  | 0 | 63 | SUS 316L |  | 0 |  |  | 0 |  | 0 | 0 | 0 | 0 | 0 | 0 |  | TON | TON | A03AD049 | A03AD049-00004
A03AD049-00005 | AR | A03 | Concrete Work | AD | Substructure Work | 049 | Embedded Steel(Steel Plate, Corner Angle and etc.) w/ Anchor Bar (Purchase & Installation) | 34 | SUS |  | 0 |  | 0 |  | 0 |  | 0 | 64 | SUS Duplex |  | 0 |  |  | 0 |  | 0 | 0 | 0 | 0 | 0 | 0 |  | TON | TON | A03AD049 | A03AD049-00005
A03AD050-00001 | AR | A03 | Concrete Work | AD | Substructure Work | 050 | Embedded Steel(Steel Plate, Corner Angle and etc.) w/ Anchor Bar (Installation Only) | 33 | Hot-Dip Galvanized Steel |  | 0 |  | 0 |  | 0 |  | 0 | 14 | Galv.: ASTM A123 |  | 0 |  |  | 0 |  | 0 | 0 | 0 | 0 | 0 | 0 |  | TON | TON | A03AD050 | A03AD050-00001
A03AD050-00003 | AR | A03 | Concrete Work | AD | Substructure Work | 050 | Embedded Steel(Steel Plate, Corner Angle and etc.) w/ Anchor Bar (Installation Only) | 34 | SUS |  | 0 |  | 0 |  | 0 |  | 0 | 62 | SUS 304 |  | 0 |  |  | 0 |  | 0 | 0 | 0 | 0 | 0 | 0 |  | TON | TON | A03AD050 | A03AD050-00003
A03AD050-00004 | AR | A03 | Concrete Work | AD | Substructure Work | 050 | Embedded Steel(Steel Plate, Corner Angle and etc.) w/ Anchor Bar (Installation Only) | 34 | SUS |  | 0 |  | 0 |  | 0 |  | 0 | 63 | SUS 316L |  | 0 |  |  | 0 |  | 0 | 0 | 0 | 0 | 0 | 0 |  | TON | TON | A03AD050 | A03AD050-00004
A03AD050-00005 | AR | A03 | Concrete Work | AD | Substructure Work | 050 | Embedded Steel(Steel Plate, Corner Angle and etc.) w/ Anchor Bar (Installation Only) | 34 | SUS |  | 0 |  | 0 |  | 0 |  | 0 | 64 | SUS Duplex |  | 0 |  |  | 0 |  | 0 | 0 | 0 | 0 | 0 | 0 |  | TON | TON | A03AD050 | A03AD050-00005
A03AE029-00001 | AR | A03 | Concrete Work | AE | Mass Concrete Work | 029 | Anchor Bolt (Installation only) |  | 0 |  | 0 |  | 0 |  | 0 |  | 0 |  | 0 |  | 0 | 37 | M12 | 0 | 0 | 0 | 0 | 0 | 0 | 0 | 0 |  | EA | EA | A03AE029 | A03AE029-00001
A03AE029-00002 | AR | A03 | Concrete Work | AE | Mass Concrete Work | 029 | Anchor Bolt (Installation only) |  | 0 |  | 0 |  | 0 |  | 0 |  | 0 |  | 0 |  | 0 | 38 | M16 | 0 | 0 | 0 | 0 | 0 | 0 | 0 | 0 |  | EA | EA | A03AE029 | A03AE029-00002
A03AE029-00003 | AR | A03 | Concrete Work | AE | Mass Concrete Work | 029 | Anchor Bolt (Installation only) |  | 0 |  | 0 |  | 0 |  | 0 |  | 0 |  | 0 |  | 0 | 39 | M20 | 0 | 0 | 0 | 0 | 0 | 0 | 0 | 0 |  | EA | EA | A03AE029 | A03AE029-00003
A03AE029-00004 | AR | A03 | Concrete Work | AE | Mass Concrete Work | 029 | Anchor Bolt (Installation only) |  | 0 |  | 0 |  | 0 |  | 0 |  | 0 |  | 0 |  | 0 | 40 | M22 | 0 | 0 | 0 | 0 | 0 | 0 | 0 | 0 |  | EA | EA | A03AE029 | A03AE029-00004
A03AE029-00005 | AR | A03 | Concrete Work | AE | Mass Concrete Work | 029 | Anchor Bolt (Installation only) |  | 0 |  | 0 |  | 0 |  | 0 |  | 0 |  | 0 |  | 0 | 41 | M24 | 0 | 0 | 0 | 0 | 0 | 0 | 0 | 0 |  | EA | EA | A03AE029 | A03AE029-00005
A03AE029-00006 | AR | A03 | Concrete Work | AE | Mass Concrete Work | 029 | Anchor Bolt (Installation only) |  | 0 |  | 0 |  | 0 |  | 0 |  | 0 |  | 0 |  | 0 | 42 | M30 | 0 | 0 | 0 | 0 | 0 | 0 | 0 | 0 |  | EA | EA | A03AE029 | A03AE029-00006
A03AE029-00007 | AR | A03 | Concrete Work | AE | Mass Concrete Work | 029 | Anchor Bolt (Installation only) |  | 0 |  | 0 |  | 0 |  | 0 |  | 0 |  | 0 |  | 0 | 43 | M33 | 0 | 0 | 0 | 0 | 0 | 0 | 0 | 0 |  | EA | EA | A03AE029 | A03AE029-00007
A03AE029-00008 | AR | A03 | Concrete Work | AE | Mass Concrete Work | 029 | Anchor Bolt (Installation only) |  | 0 |  | 0 |  | 0 |  | 0 |  | 0 |  | 0 |  | 0 | 44 | M36 | 0 | 0 | 0 | 0 | 0 | 0 | 0 | 0 |  | EA | EA | A03AE029 | A03AE029-00008
A03AE029-00009 | AR | A03 | Concrete Work | AE | Mass Concrete Work | 029 | Anchor Bolt (Installation only) |  | 0 |  | 0 |  | 0 |  | 0 |  | 0 |  | 0 |  | 0 | 45 | M42 | 0 | 0 | 0 | 0 | 0 | 0 | 0 | 0 |  | EA | EA | A03AE029 | A03AE029-00009
A03AE029-00010 | AR | A03 | Concrete Work | AE | Mass Concrete Work | 029 | Anchor Bolt (Installation only) |  | 0 |  | 0 |  | 0 |  | 0 |  | 0 |  | 0 |  | 0 | 46 | M48 | 0 | 0 | 0 | 0 | 0 | 0 | 0 | 0 |  | EA | EA | A03AE029 | A03AE029-00010
A03AE029-00011 | AR | A03 | Concrete Work | AE | Mass Concrete Work | 029 | Anchor Bolt (Installation only) |  | 0 |  | 0 |  | 0 |  | 0 |  | 0 |  | 0 |  | 0 | 47 | M52 | 0 | 0 | 0 | 0 | 0 | 0 | 0 | 0 |  | EA | EA | A03AE029 | A03AE029-00011
A03AE029-00012 | AR | A03 | Concrete Work | AE | Mass Concrete Work | 029 | Anchor Bolt (Installation only) |  | 0 |  | 0 |  | 0 |  | 0 |  | 0 |  | 0 |  | 0 | 48 | M56 | 0 | 0 | 0 | 0 | 0 | 0 | 0 | 0 |  | EA | EA | A03AE029 | A03AE029-00012
A03AE029-00013 | AR | A03 | Concrete Work | AE | Mass Concrete Work | 029 | Anchor Bolt (Installation only) |  | 0 |  | 0 |  | 0 |  | 0 |  | 0 |  | 0 |  | 0 | 49 | M64 | 0 | 0 | 0 | 0 | 0 | 0 | 0 | 0 |  | EA | EA | A03AE029 | A03AE029-00013
A03AE029-00014 | AR | A03 | Concrete Work | AE | Mass Concrete Work | 029 | Anchor Bolt (Installation only) |  | 0 |  | 0 |  | 0 |  | 0 |  | 0 |  | 0 |  | 0 | 50 | M72 | 0 | 0 | 0 | 0 | 0 | 0 | 0 | 0 |  | EA | EA | A03AE029 | A03AE029-00014
A03AE029-00015 | AR | A03 | Concrete Work | AE | Mass Concrete Work | 029 | Anchor Bolt (Installation only) |  | 0 |  | 0 |  | 0 |  | 0 |  | 0 |  | 0 |  | 0 | 51 | M76 | 0 | 0 | 0 | 0 | 0 | 0 | 0 | 0 |  | EA | EA | A03AE029 | A03AE029-00015
A03AE029-00016 | AR | A03 | Concrete Work | AE | Mass Concrete Work | 029 | Anchor Bolt (Installation only) |  | 0 |  | 0 |  | 0 |  | 0 |  | 0 |  | 0 |  | 0 | 52 | Over M76 | 0 | 0 | 0 | 0 | 0 | 0 | 0 | 0 |  | EA | EA | A03AE029 | A03AE029-00016
A03AE029-00017 | AR | A03 | Concrete Work | AE | Mass Concrete Work | 029 | Anchor Bolt (Installation only) |  | 0 |  | 0 |  | 0 |  | 0 |  | 0 |  | 0 |  | 0 | AU | M27 | 0 | 0 | 0 | 0 | 0 | 0 | 0 | 0 |  | EA | EA | A03AE029 | A03AE029-00017
A03AE329-00001 | AR | A03 | Concrete Work | AE | Mass Concrete Work | 329 | Anchor Bolt (Purchase & Installation) |  | 0 |  | 0 |  | 0 |  | 0 |  | 0 |  | 0 |  | 0 | 37 | M12 | 0 | 0 | 0 | 0 | 0 | 0 | 0 | 0 |  | EA | EA | A03AE329 | A03AE329-00001
A03AE329-00002 | AR | A03 | Concrete Work | AE | Mass Concrete Work | 329 | Anchor Bolt (Purchase & Installation) |  | 0 |  | 0 |  | 0 |  | 0 |  | 0 |  | 0 |  | 0 | 38 | M16 | 0 | 0 | 0 | 0 | 0 | 0 | 0 | 0 |  | EA | EA | A03AE329 | A03AE329-00002
A03AE329-00003 | AR | A03 | Concrete Work | AE | Mass Concrete Work | 329 | Anchor Bolt (Purchase & Installation) |  | 0 |  | 0 |  | 0 |  | 0 |  | 0 |  | 0 |  | 0 | 39 | M20 | 0 | 0 | 0 | 0 | 0 | 0 | 0 | 0 |  | EA | EA | A03AE329 | A03AE329-00003
A03AE329-00004 | AR | A03 | Concrete Work | AE | Mass Concrete Work | 329 | Anchor Bolt (Purchase & Installation) |  | 0 |  | 0 |  | 0 |  | 0 |  | 0 |  | 0 |  | 0 | 40 | M22 | 0 | 0 | 0 | 0 | 0 | 0 | 0 | 0 |  | EA | EA | A03AE329 | A03AE329-00004
A03AE329-00005 | AR | A03 | Concrete Work | AE | Mass Concrete Work | 329 | Anchor Bolt (Purchase & Installation) |  | 0 |  | 0 |  | 0 |  | 0 |  | 0 |  | 0 |  | 0 | 41 | M24 | 0 | 0 | 0 | 0 | 0 | 0 | 0 | 0 |  | EA | EA | A03AE329 | A03AE329-00005
A03AE329-00006 | AR | A03 | Concrete Work | AE | Mass Concrete Work | 329 | Anchor Bolt (Purchase & Installation) |  | 0 |  | 0 |  | 0 |  | 0 |  | 0 |  | 0 |  | 0 | AU | M27 | 0 | 0 | 0 | 0 | 0 | 0 | 0 | 0 |  | EA | EA | A03AE329 | A03AE329-00006
A03AE329-00007 | AR | A03 | Concrete Work | AE | Mass Concrete Work | 329 | Anchor Bolt (Purchase & Installation) |  | 0 |  | 0 |  | 0 |  | 0 |  | 0 |  | 0 |  | 0 | 42 | M30 | 0 | 0 | 0 | 0 | 0 | 0 | 0 | 0 |  | EA | EA | A03AE329 | A03AE329-00007
A03AE329-00008 | AR | A03 | Concrete Work | AE | Mass Concrete Work | 329 | Anchor Bolt (Purchase & Installation) |  | 0 |  | 0 |  | 0 |  | 0 |  | 0 |  | 0 |  | 0 | 43 | M33 | 0 | 0 | 0 | 0 | 0 | 0 | 0 | 0 |  | EA | EA | A03AE329 | A03AE329-00008
A03AE329-00009 | AR | A03 | Concrete Work | AE | Mass Concrete Work | 329 | Anchor Bolt (Purchase & Installation) |  | 0 |  | 0 |  | 0 |  | 0 |  | 0 |  | 0 |  | 0 | 44 | M36 | 0 | 0 | 0 | 0 | 0 | 0 | 0 | 0 |  | EA | EA | A03AE329 | A03AE329-00009
A03AE329-00010 | AR | A03 | Concrete Work | AE | Mass Concrete Work | 329 | Anchor Bolt (Purchase & Installation) |  | 0 |  | 0 |  | 0 |  | 0 |  | 0 |  | 0 |  | 0 | 45 | M42 | 0 | 0 | 0 | 0 | 0 | 0 | 0 | 0 |  | EA | EA | A03AE329 | A03AE329-00010
A03AE329-00011 | AR | A03 | Concrete Work | AE | Mass Concrete Work | 329 | Anchor Bolt (Purchase & Installation) |  | 0 |  | 0 |  | 0 |  | 0 |  | 0 |  | 0 |  | 0 | 46 | M48 | 0 | 0 | 0 | 0 | 0 | 0 | 0 | 0 |  | EA | EA | A03AE329 | A03AE329-00011
A03AE329-00012 | AR | A03 | Concrete Work | AE | Mass Concrete Work | 329 | Anchor Bolt (Purchase & Installation) |  | 0 |  | 0 |  | 0 |  | 0 |  | 0 |  | 0 |  | 0 | 47 | M52 | 0 | 0 | 0 | 0 | 0 | 0 | 0 | 0 |  | EA | EA | A03AE329 | A03AE329-00012
A03AE329-00013 | AR | A03 | Concrete Work | AE | Mass Concrete Work | 329 | Anchor Bolt (Purchase & Installation) |  | 0 |  | 0 |  | 0 |  | 0 |  | 0 |  | 0 |  | 0 | 48 | M56 | 0 | 0 | 0 | 0 | 0 | 0 | 0 | 0 |  | EA | EA | A03AE329 | A03AE329-00013
A03AE329-00014 | AR | A03 | Concrete Work | AE | Mass Concrete Work | 329 | Anchor Bolt (Purchase & Installation) |  | 0 |  | 0 |  | 0 |  | 0 |  | 0 |  | 0 |  | 0 | 49 | M64 | 0 | 0 | 0 | 0 | 0 | 0 | 0 | 0 |  | EA | EA | A03AE329 | A03AE329-00014
A03AE329-00015 | AR | A03 | Concrete Work | AE | Mass Concrete Work | 329 | Anchor Bolt (Purchase & Installation) |  | 0 |  | 0 |  | 0 |  | 0 |  | 0 |  | 0 |  | 0 | 50 | M72 | 0 | 0 | 0 | 0 | 0 | 0 | 0 | 0 |  | EA | EA | A03AE329 | A03AE329-00015
A03AE329-00016 | AR | A03 | Concrete Work | AE | Mass Concrete Work | 329 | Anchor Bolt (Purchase & Installation) |  | 0 |  | 0 |  | 0 |  | 0 |  | 0 |  | 0 |  | 0 | 51 | M76 | 0 | 0 | 0 | 0 | 0 | 0 | 0 | 0 |  | EA | EA | A03AE329 | A03AE329-00016
A03AE329-00017 | AR | A03 | Concrete Work | AE | Mass Concrete Work | 329 | Anchor Bolt (Purchase & Installation) |  | 0 |  | 0 |  | 0 |  | 0 |  | 0 |  | 0 |  | 0 | 52 | Over M76 | 0 | 0 | 0 | 0 | 0 | 0 | 0 | 0 |  | EA | EA | A03AE329 | A03AE329-00017
A03AE030-00001 | AR | A03 | Concrete Work | AE | Mass Concrete Work | 030 | Chemical Anchor Bolt |  | 0 |  | 0 |  | 0 |  | 0 |  | 0 | 04 | Including injected Chemical material |  | 0 | 36 | M10 | 0 |  | 0 | 0 | 0 | 0 | 0 | 0 |  | EA | EA | A03AE030 | A03AE030-00001
A03AE030-00002 | AR | A03 | Concrete Work | AE | Mass Concrete Work | 030 | Chemical Anchor Bolt |  | 0 |  | 0 |  | 0 |  | 0 |  | 0 | 04 | Including injected Chemical material |  | 0 | 37 | M12 | 0 |  | 0 | 0 | 0 | 0 | 0 | 0 |  | EA | EA | A03AE030 | A03AE030-00002
A03AE030-00003 | AR | A03 | Concrete Work | AE | Mass Concrete Work | 030 | Chemical Anchor Bolt |  | 0 |  | 0 |  | 0 |  | 0 |  | 0 | 04 | Including injected Chemical material |  | 0 | 38 | M16 | 0 |  | 0 | 0 | 0 | 0 | 0 | 0 |  | EA | EA | A03AE030 | A03AE030-00003
A03AE030-00004 | AR | A03 | Concrete Work | AE | Mass Concrete Work | 030 | Chemical Anchor Bolt |  | 0 |  | 0 |  | 0 |  | 0 |  | 0 | 04 | Including injected Chemical material |  | 0 | 39 | M20 | 0 |  | 0 | 0 | 0 | 0 | 0 | 0 |  | EA | EA | A03AE030 | A03AE030-00004
A03AE030-00005 | AR | A03 | Concrete Work | AE | Mass Concrete Work | 030 | Chemical Anchor Bolt |  | 0 |  | 0 |  | 0 |  | 0 |  | 0 | 04 | Including injected Chemical material |  | 0 | 40 | M22 | 0 |  | 0 | 0 | 0 | 0 | 0 | 0 |  | EA | EA | A03AE030 | A03AE030-00005
A03AE030-00006 | AR | A03 | Concrete Work | AE | Mass Concrete Work | 030 | Chemical Anchor Bolt |  | 0 |  | 0 |  | 0 |  | 0 |  | 0 | 04 | Including injected Chemical material |  | 0 | 41 | M24 | 0 |  | 0 | 0 | 0 | 0 | 0 | 0 |  | EA | EA | A03AE030 | A03AE030-00006
A03AE031-00001 | AR | A03 | Concrete Work | AE | Mass Concrete Work | 031 | Expansion Anchor Bolt |  | 0 |  | 0 |  | 0 |  | 0 |  | 0 |  | 0 |  | 0 | 36 | M10 | 0 |  | 0 | 0 | 0 | 0 | 0 | 0 |  | EA | EA | A03AE031 | A03AE031-00001
A03AE031-00002 | AR | A03 | Concrete Work | AE | Mass Concrete Work | 031 | Expansion Anchor Bolt |  | 0 |  | 0 |  | 0 |  | 0 |  | 0 |  | 0 |  | 0 | 37 | M12 | 0 |  | 0 | 0 | 0 | 0 | 0 | 0 |  | EA | EA | A03AE031 | A03AE031-00002
A03AE031-00003 | AR | A03 | Concrete Work | AE | Mass Concrete Work | 031 | Expansion Anchor Bolt |  | 0 |  | 0 |  | 0 |  | 0 |  | 0 |  | 0 |  | 0 | 38 | M16 | 0 |  | 0 | 0 | 0 | 0 | 0 | 0 |  | EA | EA | A03AE031 | A03AE031-00003
A03AE031-00004 | AR | A03 | Concrete Work | AE | Mass Concrete Work | 031 | Expansion Anchor Bolt |  | 0 |  | 0 |  | 0 |  | 0 |  | 0 |  | 0 |  | 0 | 39 | M20 | 0 |  | 0 | 0 | 0 | 0 | 0 | 0 |  | EA | EA | A03AE031 | A03AE031-00004
A03AE031-00005 | AR | A03 | Concrete Work | AE | Mass Concrete Work | 031 | Expansion Anchor Bolt |  | 0 |  | 0 |  | 0 |  | 0 |  | 0 |  | 0 |  | 0 | 40 | M22 | 0 |  | 0 | 0 | 0 | 0 | 0 | 0 |  | EA | EA | A03AE031 | A03AE031-00005
A03AE031-00006 | AR | A03 | Concrete Work | AE | Mass Concrete Work | 031 | Expansion Anchor Bolt |  | 0 |  | 0 |  | 0 |  | 0 |  | 0 |  | 0 |  | 0 | 41 | M24 | 0 |  | 0 | 0 | 0 | 0 | 0 | 0 |  | EA | EA | A03AE031 | A03AE031-00006
A03AE032-00016 | AR | A03 | Concrete Work | AE | Mass Concrete Work | 032 | Structural Concrete |  | 0 | 01 | Cement Type-1 | 13 | 35MPa ≤ F'c (Cylinder Strength) |  | 0 |  | 0 | 15 | Including Concrete Temperature Control (Pile Cooling & Curing), Max Temperature of Concrete : 30℃ |  | 0 |  |  | 0 |  | 0 | 0 | 0 | 0 | 0 | 0 |  | M3 | M3 | A03AE032 | A03AE032-00016
A03AE032-00017 | AR | A03 | Concrete Work | AE | Mass Concrete Work | 032 | Structural Concrete |  | 0 | 02 | Cement Type-2 | 13 | 35MPa ≤ F'c (Cylinder Strength) |  | 0 |  | 0 | 15 | Including Concrete Temperature Control (Pile Cooling & Curing), Max Temperature of Concrete : 30℃ |  | 0 |  |  | 0 |  | 0 | 0 | 0 | 0 | 0 | 0 |  | M3 | M3 | A03AE032 | A03AE032-00017
A03AE032-00018 | AR | A03 | Concrete Work | AE | Mass Concrete Work | 032 | Structural Concrete |  | 0 | 03 | Cement Type-5 | 13 | 35MPa ≤ F'c (Cylinder Strength) |  | 0 |  | 0 | 15 | Including Concrete Temperature Control (Pile Cooling & Curing), Max Temperature of Concrete : 30℃ |  | 0 |  |  | 0 |  | 0 | 0 | 0 | 0 | 0 | 0 |  | M3 | M3 | A03AE032 | A03AE032-00018
A03AE032-00019 | AR | A03 | Concrete Work | AE | Mass Concrete Work | 032 | Structural Concrete |  | 0 | 01 | Cement Type-1 | 14 | 30MPa ≤ F'c (Cylinder Strength) < 35MPa |  | 0 |  | 0 | 15 | Including Concrete Temperature Control (Pile Cooling & Curing), Max Temperature of Concrete : 30℃ |  | 0 |  |  | 0 |  | 0 | 0 | 0 | 0 | 0 | 0 |  | M3 | M3 | A03AE032 | A03AE032-00019
A03AE032-00020 | AR | A03 | Concrete Work | AE | Mass Concrete Work | 032 | Structural Concrete |  | 0 | 02 | Cement Type-2 | 14 | 30MPa ≤ F'c (Cylinder Strength) < 35MPa |  | 0 |  | 0 | 15 | Including Concrete Temperature Control (Pile Cooling & Curing), Max Temperature of Concrete : 30℃ |  | 0 |  |  | 0 |  | 0 | 0 | 0 | 0 | 0 | 0 |  | M3 | M3 | A03AE032 | A03AE032-00020
A03AE032-00021 | AR | A03 | Concrete Work | AE | Mass Concrete Work | 032 | Structural Concrete |  | 0 | 03 | Cement Type-5 | 14 | 30MPa ≤ F'c (Cylinder Strength) < 35MPa |  | 0 |  | 0 | 15 | Including Concrete Temperature Control (Pile Cooling & Curing), Max Temperature of Concrete : 30℃ |  | 0 |  |  | 0 |  | 0 | 0 | 0 | 0 | 0 | 0 |  | M3 | M3 | A03AE032 | A03AE032-00021
A03AE032-00022 | AR | A03 | Concrete Work | AE | Mass Concrete Work | 032 | Structural Concrete |  | 0 | 01 | Cement Type-1 | 15 | 25MPa ≤ F'c (Cylinder Strength) < 30MPa |  | 0 |  | 0 | 15 | Including Concrete Temperature Control (Pile Cooling & Curing), Max Temperature of Concrete : 30℃ |  | 0 |  |  | 0 |  | 0 | 0 | 0 | 0 | 0 | 0 |  | M3 | M3 | A03AE032 | A03AE032-00022
A03AE032-00023 | AR | A03 | Concrete Work | AE | Mass Concrete Work | 032 | Structural Concrete |  | 0 | 02 | Cement Type-2 | 15 | 25MPa ≤ F'c (Cylinder Strength) < 30MPa |  | 0 |  | 0 | 15 | Including Concrete Temperature Control (Pile Cooling & Curing), Max Temperature of Concrete : 30℃ |  | 0 |  |  | 0 |  | 0 | 0 | 0 | 0 | 0 | 0 |  | M3 | M3 | A03AE032 | A03AE032-00023
A03AE032-00024 | AR | A03 | Concrete Work | AE | Mass Concrete Work | 032 | Structural Concrete |  | 0 | 03 | Cement Type-5 | 15 | 25MPa ≤ F'c (Cylinder Strength) < 30MPa |  | 0 |  | 0 | 15 | Including Concrete Temperature Control (Pile Cooling & Curing), Max Temperature of Concrete : 30℃ |  | 0 |  |  | 0 |  | 0 | 0 | 0 | 0 | 0 | 0 |  | M3 | M3 | A03AE032 | A03AE032-00024
A03AE032-00025 | AR | A03 | Concrete Work | AE | Mass Concrete Work | 032 | Structural Concrete |  | 0 | 01 | Cement Type-1 | 16 | 20MPa ≤ F'c (Cylinder Strength) < 25MPa |  | 0 |  | 0 | 15 | Including Concrete Temperature Control (Pile Cooling & Curing), Max Temperature of Concrete : 30℃ |  | 0 |  |  | 0 |  | 0 | 0 | 0 | 0 | 0 | 0 |  | M3 | M3 | A03AE032 | A03AE032-00025
A03AE032-00026 | AR | A03 | Concrete Work | AE | Mass Concrete Work | 032 | Structural Concrete |  | 0 | 02 | Cement Type-2 | 16 | 20MPa ≤ F'c (Cylinder Strength) < 25MPa |  | 0 |  | 0 | 15 | Including Concrete Temperature Control (Pile Cooling & Curing), Max Temperature of Concrete : 30℃ |  | 0 |  |  | 0 |  | 0 | 0 | 0 | 0 | 0 | 0 |  | M3 | M3 | A03AE032 | A03AE032-00026
A03AE032-00027 | AR | A03 | Concrete Work | AE | Mass Concrete Work | 032 | Structural Concrete |  | 0 | 03 | Cement Type-5 | 16 | 20MPa ≤ F'c (Cylinder Strength) < 25MPa |  | 0 |  | 0 | 15 | Including Concrete Temperature Control (Pile Cooling & Curing), Max Temperature of Concrete : 30℃ |  | 0 |  |  | 0 |  | 0 | 0 | 0 | 0 | 0 | 0 |  | M3 | M3 | A03AE032 | A03AE032-00027
A03AE032-00028 | AR | A03 | Concrete Work | AE | Mass Concrete Work | 032 | Structural Concrete |  | 0 | 01 | Cement Type-1 | 17 | F'c (Cylinder Strength) < 20MPa |  | 0 |  | 0 | 15 | Including Concrete Temperature Control (Pile Cooling & Curing), Max Temperature of Concrete : 30℃ |  | 0 |  |  | 0 |  | 0 | 0 | 0 | 0 | 0 | 0 |  | M3 | M3 | A03AE032 | A03AE032-00028
A03AE032-00029 | AR | A03 | Concrete Work | AE | Mass Concrete Work | 032 | Structural Concrete |  | 0 | 02 | Cement Type-2 | 17 | F'c (Cylinder Strength) < 20MPa |  | 0 |  | 0 | 15 | Including Concrete Temperature Control (Pile Cooling & Curing), Max Temperature of Concrete : 30℃ |  | 0 |  |  | 0 |  | 0 | 0 | 0 | 0 | 0 | 0 |  | M3 | M3 | A03AE032 | A03AE032-00029
A03AE032-00030 | AR | A03 | Concrete Work | AE | Mass Concrete Work | 032 | Structural Concrete |  | 0 | 03 | Cement Type-5 | 17 | F'c (Cylinder Strength) < 20MPa |  | 0 |  | 0 | 15 | Including Concrete Temperature Control (Pile Cooling & Curing), Max Temperature of Concrete : 30℃ |  | 0 |  |  | 0 |  | 0 | 0 | 0 | 0 | 0 | 0 |  | M3 | M3 | A03AE032 | A03AE032-00030
A03AE034-00010 | AR | A03 | Concrete Work | AE | Mass Concrete Work | 034 | Lean Concrete (including Form work) |  | 0 | 01 | Cement Type-1 | 18 | 15MPa ≤ F'c (Cylinder Strength) < 20MPa |  | 0 |  | 0 |  |  |  | 0 |  |  | 0 |  | 0 | 0 | 0 | 0 | 0 | 0 |  | M3 | M3 | A03AE034 | A03AE034-00010
A03AE034-00011 | AR | A03 | Concrete Work | AE | Mass Concrete Work | 034 | Lean Concrete (including Form work) |  | 0 | 02 | Cement Type-2 | 18 | 15MPa ≤ F'c (Cylinder Strength) < 20MPa |  | 0 |  | 0 |  |  |  | 0 |  |  | 0 |  | 0 | 0 | 0 | 0 | 0 | 0 |  | M3 | M3 | A03AE034 | A03AE034-00011
A03AE034-00012 | AR | A03 | Concrete Work | AE | Mass Concrete Work | 034 | Lean Concrete (including Form work) |  | 0 | 03 | Cement Type-5 | 18 | 15MPa ≤ F'c (Cylinder Strength) < 20MPa |  | 0 |  | 0 |  | 0 |  | 0 |  | 0 | 0 |  | 0 | 0 | 0 | 0 | 0 | 0 |  | M3 | M3 | A03AE034 | A03AE034-00012
A03AE034-00013 | AR | A03 | Concrete Work | AE | Mass Concrete Work | 034 | Lean Concrete (including Form work) |  | 0 | 01 | Cement Type-1 | 19 | 10MPa ≤ F'c (Cylinder Strength) < 15MPa |  | 0 |  | 0 |  | 0 |  | 0 |  | 0 | 0 |  | 0 | 0 | 0 | 0 | 0 | 0 |  | M3 | M3 | A03AE034 | A03AE034-00013
A03AE034-00014 | AR | A03 | Concrete Work | AE | Mass Concrete Work | 034 | Lean Concrete (including Form work) |  | 0 | 02 | Cement Type-2 | 19 | 10MPa ≤ F'c (Cylinder Strength) < 15MPa |  | 0 |  | 0 |  | 0 |  | 0 |  | 0 | 0 |  | 0 | 0 | 0 | 0 | 0 | 0 |  | M3 | M3 | A03AE034 | A03AE034-00014
A03AE034-00015 | AR | A03 | Concrete Work | AE | Mass Concrete Work | 034 | Lean Concrete (including Form work) |  | 0 | 03 | Cement Type-5 | 19 | 10MPa ≤ F'c (Cylinder Strength) < 15MPa |  | 0 |  | 0 |  | 0 |  | 0 |  | 0 | 0 |  | 0 | 0 | 0 | 0 | 0 | 0 |  | M3 | M3 | A03AE034 | A03AE034-00015
A03AE034-00016 | AR | A03 | Concrete Work | AE | Mass Concrete Work | 034 | Lean Concrete (including Form work) |  | 0 | 01 | Cement Type-1 | 20 | F'c (Cylinder Strength) < 10MPa |  | 0 |  | 0 |  | 0 |  | 0 |  | 0 | 0 |  | 0 | 0 | 0 | 0 | 0 | 0 |  | M3 | M3 | A03AE034 | A03AE034-00016
A03AE034-00017 | AR | A03 | Concrete Work | AE | Mass Concrete Work | 034 | Lean Concrete (including Form work) |  | 0 | 02 | Cement Type-2 | 20 | F'c (Cylinder Strength) < 10MPa |  | 0 |  | 0 |  | 0 |  | 0 |  | 0 | 0 |  | 0 | 0 | 0 | 0 | 0 | 0 |  | M3 | M3 | A03AE034 | A03AE034-00017
A03AE034-00018 | AR | A03 | Concrete Work | AE | Mass Concrete Work | 034 | Lean Concrete (including Form work) |  | 0 | 03 | Cement Type-5 | 20 | F'c (Cylinder Strength) < 10MPa |  | 0 |  | 0 |  | 0 |  | 0 |  | 0 | 0 |  | 0 | 0 | 0 | 0 | 0 | 0 |  | M3 | M3 | A03AE034 | A03AE034-00018
A03AE035-00001 | AR | A03 | Concrete Work | AE | Mass Concrete Work | 035 | Form Work (3 times in use) | 25 | Flat Form |  | 0 |  | 0 |  | 0 |  | 0 | 05 | Dressed Lumber, Plywood or Steel Form(Wood Planks are not Allowed) incl. Chamfer |  | 0 |  |  | 0 |  | 0 | 0 | 0 | 0 | 0 | 0 |  | M2 | M2 | A03AE035 | A03AE035-00001
A03AE035-00002 | AR | A03 | Concrete Work | AE | Mass Concrete Work | 035 | Form Work (3 times in use) | 26 | Circular Form |  | 0 |  | 0 |  | 0 |  | 0 | 05 | Dressed Lumber, Plywood or Steel Form(Wood Planks are not Allowed) incl. Chamfer |  | 0 |  |  | 0 |  | 0 | 0 | 0 | 0 | 0 | 0 |  | M2 | M2 | A03AE035 | A03AE035-00002
A03AE036-00001 | AR | A03 | Concrete Work | AE | Mass Concrete Work | 036 | Form Work (1 time in use) | 25 | Flat Form |  | 0 |  | 0 |  | 0 |  | 0 | 05 | Dressed Lumber, Plywood or Steel Form(Wood Planks are not Allowed) incl. Chamfer |  | 0 |  |  | 0 |  | 0 | 0 | 0 | 0 | 0 | 0 |  | M2 | M2 | A03AE036 | A03AE036-00001
A03AE036-00002 | AR | A03 | Concrete Work | AE | Mass Concrete Work | 036 | Form Work (1 time in use) | 26 | Circular Form |  | 0 |  | 0 |  | 0 |  | 0 | 05 | Dressed Lumber, Plywood or Steel Form(Wood Planks are not Allowed) incl. Chamfer |  | 0 |  |  | 0 |  | 0 | 0 | 0 | 0 | 0 | 0 |  | M2 | M2 | A03AE036 | A03AE036-00002
A03AE037-00001 | AR | A03 | Concrete Work | AE | Mass Concrete Work | 037 | Rebar Work | 27 | Deformed Bar (Non-Coat.) |  | 0 | 09 | Fy>470MPa |  | 0 |  | 0 |  |  |  | 0 |  |  | 0 |  | 0 | 0 | 0 | 0 | 0 | 0 |  | TON | TON | A03AE037 | A03AE037-00001
A03AE037-00002 | AR | A03 | Concrete Work | AE | Mass Concrete Work | 037 | Rebar Work | 27 | Deformed Bar (Non-Coat.) |  | 0 | 10 | 400MPa<Fy≤470MPa |  | 0 |  | 0 |  |  |  | 0 |  |  | 0 |  | 0 | 0 | 0 | 0 | 0 | 0 |  | TON | TON | A03AE037 | A03AE037-00002
A03AE037-00003 | AR | A03 | Concrete Work | AE | Mass Concrete Work | 037 | Rebar Work | 27 | Deformed Bar (Non-Coat.) |  | 0 | 11 | 300MPa<Fy≤400MPa |  | 0 |  | 0 |  |  |  | 0 |  |  | 0 |  | 0 | 0 | 0 | 0 | 0 | 0 |  | TON | TON | A03AE037 | A03AE037-00003
A03AE037-00004 | AR | A03 | Concrete Work | AE | Mass Concrete Work | 037 | Rebar Work | 27 | Deformed Bar (Non-Coat.) |  | 0 | 12 | Fy≤300MPa |  | 0 |  | 0 |  |  |  | 0 |  |  | 0 |  | 0 | 0 | 0 | 0 | 0 | 0 |  | TON | TON | A03AE037 | A03AE037-00004
A03AE037-00005 | AR | A03 | Concrete Work | AE | Mass Concrete Work | 037 | Rebar Work | 28 | Deformed Bar (Epoxy Coat.) |  | 0 | 09 | Fy>470MPa |  | 0 |  | 0 |  |  |  | 0 |  |  | 0 |  | 0 | 0 | 0 | 0 | 0 | 0 |  | TON | TON | A03AE037 | A03AE037-00005
A03AE037-00006 | AR | A03 | Concrete Work | AE | Mass Concrete Work | 037 | Rebar Work | 28 | Deformed Bar (Epoxy Coat.) |  | 0 | 10 | 400MPa<Fy≤470MPa |  | 0 |  | 0 |  |  |  | 0 |  |  | 0 |  | 0 | 0 | 0 | 0 | 0 | 0 |  | TON | TON | A03AE037 | A03AE037-00006
A03AE037-00007 | AR | A03 | Concrete Work | AE | Mass Concrete Work | 037 | Rebar Work | 28 | Deformed Bar (Epoxy Coat.) |  | 0 | 11 | 300MPa<Fy≤400MPa |  | 0 |  | 0 |  |  |  | 0 |  |  | 0 |  | 0 | 0 | 0 | 0 | 0 | 0 |  | TON | TON | A03AE037 | A03AE037-00007
A03AE037-00008 | AR | A03 | Concrete Work | AE | Mass Concrete Work | 037 | Rebar Work | 28 | Deformed Bar (Epoxy Coat.) |  | 0 | 12 | Fy≤300MPa |  | 0 |  | 0 |  |  |  | 0 |  |  | 0 |  | 0 | 0 | 0 | 0 | 0 | 0 |  | TON | TON | A03AE037 | A03AE037-00008
A03AE046-00001 | AR | A03 | Concrete Work | AE | Mass Concrete Work | 046 | Water Stop | 29 | PVC Type |  | 0 |  | 0 |  | 0 |  | 0 |  |  |  | 0 |  | 0 | 0 | W=( )mm | 0 | 0 | 0 | 0 | 0 | 0 |  | M | M | A03AE046 | A03AE046-00001
A03AE046-00002 | AR | A03 | Concrete Work | AE | Mass Concrete Work | 046 | Water Stop | 30 | Stainless Steel Type |  | 0 |  | 0 |  | 0 |  | 0 |  |  |  | 0 |  | 0 | 0 | W=( )mm | 0 | 0 | 0 | 0 | 0 | 0 |  | M | M | A03AE046 | A03AE046-00002
A03AE046-00003 | AR | A03 | Concrete Work | AE | Mass Concrete Work | 046 | Water Stop | 31 | Expandable Rubber Type |  | 0 |  | 0 |  | 0 |  | 0 |  |  |  | 0 |  | 0 | 0 | W=( )mm | 0 | 0 | 0 | 0 | 0 | 0 |  | M | M | A03AE046 | A03AE046-00003
A03AE046-00004 | AR | A03 | Concrete Work | AE | Mass Concrete Work | 046 | Water Stop | FS | Copper |  | 0 |  | 0 |  | 0 |  | 0 |  |  |  | 0 |  | 0 | 0 | W=( )mm | 0 | 0 | 0 | 0 | 0 | 0 |  | M | M | A03AE046 | A03AE046-00004
A03AE049-00001 | AR | A03 | Concrete Work | AE | Mass Concrete Work | 049 | Embedded Steel(Steel Plate, Corner Angle and etc.) w/ Anchor Bar (Purchase & Installation) | 33 | Hot-Dip Galvanized Steel |  | 0 |  | 0 |  | 0 |  | 0 | 14 | Galv.: ASTM A123 |  | 0 |  | 0 | 0 |  | 0 | 0 | 0 | 0 | 0 | 0 |  | TON | TON | A03AE049 | A03AE049-00001
A03AE049-00003 | AR | A03 | Concrete Work | AE | Mass Concrete Work | 049 | Embedded Steel(Steel Plate, Corner Angle and etc.) w/ Anchor Bar (Purchase & Installation) | 34 | SUS |  | 0 |  | 0 |  | 0 |  | 0 | 62 | SUS 304 |  | 0 |  |  | 0 |  | 0 | 0 | 0 | 0 | 0 | 0 |  | TON | TON | A03AE049 | A03AE049-00003
A03AE049-00004 | AR | A03 | Concrete Work | AE | Mass Concrete Work | 049 | Embedded Steel(Steel Plate, Corner Angle and etc.) w/ Anchor Bar (Purchase & Installation) | 34 | SUS |  | 0 |  | 0 |  | 0 |  | 0 | 63 | SUS 316L |  | 0 |  |  | 0 |  | 0 | 0 | 0 | 0 | 0 | 0 |  | TON | TON | A03AE049 | A03AE049-00004
A03AE049-00005 | AR | A03 | Concrete Work | AE | Mass Concrete Work | 049 | Embedded Steel(Steel Plate, Corner Angle and etc.) w/ Anchor Bar (Purchase & Installation) | 34 | SUS |  | 0 |  | 0 |  | 0 |  | 0 | 64 | SUS Duplex |  | 0 |  |  | 0 |  | 0 | 0 | 0 | 0 | 0 | 0 |  | TON | TON | A03AE049 | A03AE049-00005
A03AE050-00001 | AR | A03 | Concrete Work | AE | Mass Concrete Work | 050 | Embedded Steel(Steel Plate, Corner Angle and etc.) w/ Anchor Bar (Installation Only) | 33 | Hot-Dip Galvanized Steel |  | 0 |  | 0 |  | 0 |  | 0 | 14 | Galv.: ASTM A123 |  | 0 |  |  | 0 |  | 0 | 0 | 0 | 0 | 0 | 0 |  | TON | TON | A03AE050 | A03AE050-00001
A03AE050-00003 | AR | A03 | Concrete Work | AE | Mass Concrete Work | 050 | Embedded Steel(Steel Plate, Corner Angle and etc.) w/ Anchor Bar (Installation Only) | 34 | SUS |  | 0 |  | 0 |  | 0 |  | 0 | 62 | SUS 304 |  | 0 |  |  | 0 |  | 0 | 0 | 0 | 0 | 0 | 0 |  | TON | TON | A03AE050 | A03AE050-00003
A03AE050-00004 | AR | A03 | Concrete Work | AE | Mass Concrete Work | 050 | Embedded Steel(Steel Plate, Corner Angle and etc.) w/ Anchor Bar (Installation Only) | 34 | SUS |  | 0 |  | 0 |  | 0 |  | 0 | 63 | SUS 316L |  | 0 |  |  | 0 |  | 0 | 0 | 0 | 0 | 0 | 0 |  | TON | TON | A03AE050 | A03AE050-00004
A03AE050-00005 | AR | A03 | Concrete Work | AE | Mass Concrete Work | 050 | Embedded Steel(Steel Plate, Corner Angle and etc.) w/ Anchor Bar (Installation Only) | 34 | SUS |  | 0 |  | 0 |  | 0 |  | 0 | 64 | SUS Duplex |  | 0 |  |  | 0 |  | 0 | 0 | 0 | 0 | 0 | 0 |  | TON | TON | A03AE050 | A03AE050-00005
A03AE052-00001 | AR | A03 | Concrete Work | AE | Mass Concrete Work | 052 | Concrete Temperature Monitoring |  | 0 |  | 0 |  | 0 |  | 0 |  | 0 | 16 | Including Themo Coupler, Monitoring & Record Acc. To Approved MS |  | 0 |  | 0 | 0 |  | 0 | 0 | 0 | 0 | 0 | 0 |  | SET | SET | A03AE052 | A03AE052-00001
A03AE053-00001 | AR | A03 | Concrete Work | AE | Mass Concrete Work | 053 | Steel Casing for CEP |  | 0 |  | 0 |  | 0 |  | 0 |  | 0 | 17 | Including Anchoring, Tar Epoxy Coating, Frame & Accessories, Weldings |  | 0 |  | 0 | 0 | Steel Pipe: D( )mm x THK( )t x L( )m, Steel Plate: W( )mm x L( )mm x THK( )t | 0 | 0 | 0 | 0 | 0 | 0 |  | EA | EA | A03AE053 | A03AE053-00001
A03AE054-00001 | AR | A03 | Concrete Work | AE | Mass Concrete Work | 054 | System Form | 36 | Heavy Duty Forms, Metal Framed Playwood forms |  | 0 |  | 0 |  | 0 |  | 0 | 18 | Including Form Tie, All Accessories, Sealing of Form Tie Hole, Separator & Anchor Box out, Chamfer for Exposed Edge, Opening & Sleeve, Shoring, Scaffording, Safety Measures and Shop Drawing |  | 0 |  | 0 | 0 |  | 0 | 0 | 0 | 0 | 0 | 0 |  | M3 | M3 | A03AE054 | A03AE054-00001
A03AE055-00001 | AR | A03 | Concrete Work | AE | Mass Concrete Work | 055 | System Support |  | 0 |  | 0 |  | 0 |  | 0 |  | 0 |  | 0 |  | 0 |  | 0 | 0 |  | 0 | 0 | 0 | 0 | 0 | 0 |  | M3 | M3 | A03AE055 | A03AE055-00001
A03AF029-00001 | AR | A03 | Concrete Work | AF | Superstructure Work | 029 | Anchor Bolt (Installation only) |  | 0 |  | 0 |  | 0 |  | 0 |  | 0 |  | 0 |  | 0 | 37 | M12 | 0 | 0 | 0 | 0 | 0 | 0 | 0 | 0 |  | EA | EA | A03AF029 | A03AF029-00001
A03AF029-00002 | AR | A03 | Concrete Work | AF | Superstructure Work | 029 | Anchor Bolt (Installation only) |  | 0 |  | 0 |  | 0 |  | 0 |  | 0 |  | 0 |  | 0 | 38 | M16 | 0 | 0 | 0 | 0 | 0 | 0 | 0 | 0 |  | EA | EA | A03AF029 | A03AF029-00002
A03AF029-00003 | AR | A03 | Concrete Work | AF | Superstructure Work | 029 | Anchor Bolt (Installation only) |  | 0 |  | 0 |  | 0 |  | 0 |  | 0 |  | 0 |  | 0 | 39 | M20 | 0 | 0 | 0 | 0 | 0 | 0 | 0 | 0 |  | EA | EA | A03AF029 | A03AF029-00003
A03AF029-00004 | AR | A03 | Concrete Work | AF | Superstructure Work | 029 | Anchor Bolt (Installation only) |  | 0 |  | 0 |  | 0 |  | 0 |  | 0 |  | 0 |  | 0 | 40 | M22 | 0 | 0 | 0 | 0 | 0 | 0 | 0 | 0 |  | EA | EA | A03AF029 | A03AF029-00004
A03AF029-00005 | AR | A03 | Concrete Work | AF | Superstructure Work | 029 | Anchor Bolt (Installation only) |  | 0 |  | 0 |  | 0 |  | 0 |  | 0 |  | 0 |  | 0 | 41 | M24 | 0 | 0 | 0 | 0 | 0 | 0 | 0 | 0 |  | EA | EA | A03AF029 | A03AF029-00005
A03AF029-00006 | AR | A03 | Concrete Work | AF | Superstructure Work | 029 | Anchor Bolt (Installation only) |  | 0 |  | 0 |  | 0 |  | 0 |  | 0 |  | 0 |  | 0 | 42 | M30 | 0 | 0 | 0 | 0 | 0 | 0 | 0 | 0 |  | EA | EA | A03AF029 | A03AF029-00006
A03AF029-00007 | AR | A03 | Concrete Work | AF | Superstructure Work | 029 | Anchor Bolt (Installation only) |  | 0 |  | 0 |  | 0 |  | 0 |  | 0 |  | 0 |  | 0 | 43 | M33 | 0 | 0 | 0 | 0 | 0 | 0 | 0 | 0 |  | EA | EA | A03AF029 | A03AF029-00007
A03AF029-00008 | AR | A03 | Concrete Work | AF | Superstructure Work | 029 | Anchor Bolt (Installation only) |  | 0 |  | 0 |  | 0 |  | 0 |  | 0 |  | 0 |  | 0 | 44 | M36 | 0 | 0 | 0 | 0 | 0 | 0 | 0 | 0 |  | EA | EA | A03AF029 | A03AF029-00008
A03AF029-00009 | AR | A03 | Concrete Work | AF | Superstructure Work | 029 | Anchor Bolt (Installation only) |  | 0 |  | 0 |  | 0 |  | 0 |  | 0 |  | 0 |  | 0 | 45 | M42 | 0 | 0 | 0 | 0 | 0 | 0 | 0 | 0 |  | EA | EA | A03AF029 | A03AF029-00009
A03AF029-00010 | AR | A03 | Concrete Work | AF | Superstructure Work | 029 | Anchor Bolt (Installation only) |  | 0 |  | 0 |  | 0 |  | 0 |  | 0 |  | 0 |  | 0 | 46 | M48 | 0 | 0 | 0 | 0 | 0 | 0 | 0 | 0 |  | EA | EA | A03AF029 | A03AF029-00010
A03AF029-00011 | AR | A03 | Concrete Work | AF | Superstructure Work | 029 | Anchor Bolt (Installation only) |  | 0 |  | 0 |  | 0 |  | 0 |  | 0 |  | 0 |  | 0 | 47 | M52 | 0 | 0 | 0 | 0 | 0 | 0 | 0 | 0 |  | EA | EA | A03AF029 | A03AF029-00011
A03AF029-00012 | AR | A03 | Concrete Work | AF | Superstructure Work | 029 | Anchor Bolt (Installation only) |  | 0 |  | 0 |  | 0 |  | 0 |  | 0 |  | 0 |  | 0 | 48 | M56 | 0 | 0 | 0 | 0 | 0 | 0 | 0 | 0 |  | EA | EA | A03AF029 | A03AF029-00012
A03AF029-00013 | AR | A03 | Concrete Work | AF | Superstructure Work | 029 | Anchor Bolt (Installation only) |  | 0 |  | 0 |  | 0 |  | 0 |  | 0 |  | 0 |  | 0 | 49 | M64 | 0 | 0 | 0 | 0 | 0 | 0 | 0 | 0 |  | EA | EA | A03AF029 | A03AF029-00013
A03AF029-00014 | AR | A03 | Concrete Work | AF | Superstructure Work | 029 | Anchor Bolt (Installation only) |  | 0 |  | 0 |  | 0 |  | 0 |  | 0 |  | 0 |  | 0 | 50 | M72 | 0 | 0 | 0 | 0 | 0 | 0 | 0 | 0 |  | EA | EA | A03AF029 | A03AF029-00014
A03AF029-00015 | AR | A03 | Concrete Work | AF | Superstructure Work | 029 | Anchor Bolt (Installation only) |  | 0 |  | 0 |  | 0 |  | 0 |  | 0 |  | 0 |  | 0 | 51 | M76 | 0 | 0 | 0 | 0 | 0 | 0 | 0 | 0 |  | EA | EA | A03AF029 | A03AF029-00015
A03AF029-00016 | AR | A03 | Concrete Work | AF | Superstructure Work | 029 | Anchor Bolt (Installation only) |  | 0 |  | 0 |  | 0 |  | 0 |  | 0 |  | 0 |  | 0 | 52 | Over M76 | 0 | 0 | 0 | 0 | 0 | 0 | 0 | 0 |  | EA | EA | A03AF029 | A03AF029-00016
A03AF029-00017 | AR | A03 | Concrete Work | AF | Superstructure Work | 029 | Anchor Bolt (Installation only) |  | 0 |  | 0 |  | 0 |  | 0 |  | 0 |  | 0 |  | 0 | AU | M27 | 0 | 0 | 0 | 0 | 0 | 0 | 0 | 0 |  | EA | EA | A03AF029 | A03AF029-00017
A03AF329-00001 | AR | A03 | Concrete Work | AF | Superstructure Work | 329 | Anchor Bolt (Purchase & Installation) |  | 0 |  | 0 |  | 0 |  | 0 |  | 0 |  | 0 |  | 0 | 37 | M12 | 0 | 0 | 0 | 0 | 0 | 0 | 0 | 0 |  | EA | EA | A03AF329 | A03AF329-00001
A03AF329-00002 | AR | A03 | Concrete Work | AF | Superstructure Work | 329 | Anchor Bolt (Purchase & Installation) |  | 0 |  | 0 |  | 0 |  | 0 |  | 0 |  | 0 |  | 0 | 38 | M16 | 0 | 0 | 0 | 0 | 0 | 0 | 0 | 0 |  | EA | EA | A03AF329 | A03AF329-00002
A03AF329-00003 | AR | A03 | Concrete Work | AF | Superstructure Work | 329 | Anchor Bolt (Purchase & Installation) |  | 0 |  | 0 |  | 0 |  | 0 |  | 0 |  | 0 |  | 0 | 39 | M20 | 0 | 0 | 0 | 0 | 0 | 0 | 0 | 0 |  | EA | EA | A03AF329 | A03AF329-00003
A03AF329-00004 | AR | A03 | Concrete Work | AF | Superstructure Work | 329 | Anchor Bolt (Purchase & Installation) |  | 0 |  | 0 |  | 0 |  | 0 |  | 0 |  | 0 |  | 0 | 40 | M22 | 0 | 0 | 0 | 0 | 0 | 0 | 0 | 0 |  | EA | EA | A03AF329 | A03AF329-00004
A03AF329-00005 | AR | A03 | Concrete Work | AF | Superstructure Work | 329 | Anchor Bolt (Purchase & Installation) |  | 0 |  | 0 |  | 0 |  | 0 |  | 0 |  | 0 |  | 0 | 41 | M24 | 0 | 0 | 0 | 0 | 0 | 0 | 0 | 0 |  | EA | EA | A03AF329 | A03AF329-00005
A03AF329-00006 | AR | A03 | Concrete Work | AF | Superstructure Work | 329 | Anchor Bolt (Purchase & Installation) |  | 0 |  | 0 |  | 0 |  | 0 |  | 0 |  | 0 |  | 0 | AU | M27 | 0 | 0 | 0 | 0 | 0 | 0 | 0 | 0 |  | EA | EA | A03AF329 | A03AF329-00006
A03AF329-00007 | AR | A03 | Concrete Work | AF | Superstructure Work | 329 | Anchor Bolt (Purchase & Installation) |  | 0 |  | 0 |  | 0 |  | 0 |  | 0 |  | 0 |  | 0 | 42 | M30 | 0 | 0 | 0 | 0 | 0 | 0 | 0 | 0 |  | EA | EA | A03AF329 | A03AF329-00007
A03AF329-00008 | AR | A03 | Concrete Work | AF | Superstructure Work | 329 | Anchor Bolt (Purchase & Installation) |  | 0 |  | 0 |  | 0 |  | 0 |  | 0 |  | 0 |  | 0 | 43 | M33 | 0 | 0 | 0 | 0 | 0 | 0 | 0 | 0 |  | EA | EA | A03AF329 | A03AF329-00008
A03AF329-00009 | AR | A03 | Concrete Work | AF | Superstructure Work | 329 | Anchor Bolt (Purchase & Installation) |  | 0 |  | 0 |  | 0 |  | 0 |  | 0 |  | 0 |  | 0 | 44 | M36 | 0 | 0 | 0 | 0 | 0 | 0 | 0 | 0 |  | EA | EA | A03AF329 | A03AF329-00009
A03AF329-00010 | AR | A03 | Concrete Work | AF | Superstructure Work | 329 | Anchor Bolt (Purchase & Installation) |  | 0 |  | 0 |  | 0 |  | 0 |  | 0 |  | 0 |  | 0 | 45 | M42 | 0 | 0 | 0 | 0 | 0 | 0 | 0 | 0 |  | EA | EA | A03AF329 | A03AF329-00010
A03AF329-00011 | AR | A03 | Concrete Work | AF | Superstructure Work | 329 | Anchor Bolt (Purchase & Installation) |  | 0 |  | 0 |  | 0 |  | 0 |  | 0 |  | 0 |  | 0 | 46 | M48 | 0 | 0 | 0 | 0 | 0 | 0 | 0 | 0 |  | EA | EA | A03AF329 | A03AF329-00011
A03AF329-00012 | AR | A03 | Concrete Work | AF | Superstructure Work | 329 | Anchor Bolt (Purchase & Installation) |  | 0 |  | 0 |  | 0 |  | 0 |  | 0 |  | 0 |  | 0 | 47 | M52 | 0 | 0 | 0 | 0 | 0 | 0 | 0 | 0 |  | EA | EA | A03AF329 | A03AF329-00012
A03AF329-00013 | AR | A03 | Concrete Work | AF | Superstructure Work | 329 | Anchor Bolt (Purchase & Installation) |  | 0 |  | 0 |  | 0 |  | 0 |  | 0 |  | 0 |  | 0 | 48 | M56 | 0 | 0 | 0 | 0 | 0 | 0 | 0 | 0 |  | EA | EA | A03AF329 | A03AF329-00013
A03AF329-00014 | AR | A03 | Concrete Work | AF | Superstructure Work | 329 | Anchor Bolt (Purchase & Installation) |  | 0 |  | 0 |  | 0 |  | 0 |  | 0 |  | 0 |  | 0 | 49 | M64 | 0 | 0 | 0 | 0 | 0 | 0 | 0 | 0 |  | EA | EA | A03AF329 | A03AF329-00014
A03AF329-00015 | AR | A03 | Concrete Work | AF | Superstructure Work | 329 | Anchor Bolt (Purchase & Installation) |  | 0 |  | 0 |  | 0 |  | 0 |  | 0 |  | 0 |  | 0 | 50 | M72 | 0 | 0 | 0 | 0 | 0 | 0 | 0 | 0 |  | EA | EA | A03AF329 | A03AF329-00015
A03AF329-00016 | AR | A03 | Concrete Work | AF | Superstructure Work | 329 | Anchor Bolt (Purchase & Installation) |  | 0 |  | 0 |  | 0 |  | 0 |  | 0 |  | 0 |  | 0 | 51 | M76 | 0 | 0 | 0 | 0 | 0 | 0 | 0 | 0 |  | EA | EA | A03AF329 | A03AF329-00016
A03AF329-00017 | AR | A03 | Concrete Work | AF | Superstructure Work | 329 | Anchor Bolt (Purchase & Installation) |  | 0 |  | 0 |  | 0 |  | 0 |  | 0 |  | 0 |  | 0 | 52 | Over M76 | 0 | 0 | 0 | 0 | 0 | 0 | 0 | 0 |  | EA | EA | A03AF329 | A03AF329-00017
A03AF030-00001 | AR | A03 | Concrete Work | AF | Superstructure Work | 030 | Chemical Anchor Bolt |  | 0 |  | 0 |  | 0 |  | 0 |  | 0 | 04 | Including injected Chemical material |  | 0 | 36 | M10 | 0 |  | 0 | 0 | 0 | 0 | 0 | 0 |  | EA | EA | A03AF030 | A03AF030-00001
A03AF030-00002 | AR | A03 | Concrete Work | AF | Superstructure Work | 030 | Chemical Anchor Bolt |  | 0 |  | 0 |  | 0 |  | 0 |  | 0 | 04 | Including injected Chemical material |  | 0 | 37 | M12 | 0 |  | 0 | 0 | 0 | 0 | 0 | 0 |  | EA | EA | A03AF030 | A03AF030-00002
A03AF030-00003 | AR | A03 | Concrete Work | AF | Superstructure Work | 030 | Chemical Anchor Bolt |  | 0 |  | 0 |  | 0 |  | 0 |  | 0 | 04 | Including injected Chemical material |  | 0 | 38 | M16 | 0 |  | 0 | 0 | 0 | 0 | 0 | 0 |  | EA | EA | A03AF030 | A03AF030-00003
A03AF030-00004 | AR | A03 | Concrete Work | AF | Superstructure Work | 030 | Chemical Anchor Bolt |  | 0 |  | 0 |  | 0 |  | 0 |  | 0 | 04 | Including injected Chemical material |  | 0 | 39 | M20 | 0 |  | 0 | 0 | 0 | 0 | 0 | 0 |  | EA | EA | A03AF030 | A03AF030-00004
A03AF030-00005 | AR | A03 | Concrete Work | AF | Superstructure Work | 030 | Chemical Anchor Bolt |  | 0 |  | 0 |  | 0 |  | 0 |  | 0 | 04 | Including injected Chemical material |  | 0 | 40 | M22 | 0 |  | 0 | 0 | 0 | 0 | 0 | 0 |  | EA | EA | A03AF030 | A03AF030-00005
A03AF030-00006 | AR | A03 | Concrete Work | AF | Superstructure Work | 030 | Chemical Anchor Bolt |  | 0 |  | 0 |  | 0 |  | 0 |  | 0 | 04 | Including injected Chemical material |  | 0 | 41 | M24 | 0 |  | 0 | 0 | 0 | 0 | 0 | 0 |  | EA | EA | A03AF030 | A03AF030-00006
A03AF031-00001 | AR | A03 | Concrete Work | AF | Superstructure Work | 031 | Expansion Anchor Bolt |  | 0 |  | 0 |  | 0 |  | 0 |  | 0 |  | 0 |  | 0 | 36 | M10 | 0 |  | 0 | 0 | 0 | 0 | 0 | 0 |  | EA | EA | A03AF031 | A03AF031-00001
A03AF031-00002 | AR | A03 | Concrete Work | AF | Superstructure Work | 031 | Expansion Anchor Bolt |  | 0 |  | 0 |  | 0 |  | 0 |  | 0 |  | 0 |  | 0 | 37 | M12 | 0 |  | 0 | 0 | 0 | 0 | 0 | 0 |  | EA | EA | A03AF031 | A03AF031-00002
A03AF031-00003 | AR | A03 | Concrete Work | AF | Superstructure Work | 031 | Expansion Anchor Bolt |  | 0 |  | 0 |  | 0 |  | 0 |  | 0 |  | 0 |  | 0 | 38 | M16 | 0 |  | 0 | 0 | 0 | 0 | 0 | 0 |  | EA | EA | A03AF031 | A03AF031-00003
A03AF031-00004 | AR | A03 | Concrete Work | AF | Superstructure Work | 031 | Expansion Anchor Bolt |  | 0 |  | 0 |  | 0 |  | 0 |  | 0 |  | 0 |  | 0 | 39 | M20 | 0 |  | 0 | 0 | 0 | 0 | 0 | 0 |  | EA | EA | A03AF031 | A03AF031-00004
A03AF031-00005 | AR | A03 | Concrete Work | AF | Superstructure Work | 031 | Expansion Anchor Bolt |  | 0 |  | 0 |  | 0 |  | 0 |  | 0 |  | 0 |  | 0 | 40 | M22 | 0 |  | 0 | 0 | 0 | 0 | 0 | 0 |  | EA | EA | A03AF031 | A03AF031-00005
A03AF031-00006 | AR | A03 | Concrete Work | AF | Superstructure Work | 031 | Expansion Anchor Bolt |  | 0 |  | 0 |  | 0 |  | 0 |  | 0 |  | 0 |  | 0 | 41 | M24 | 0 |  | 0 | 0 | 0 | 0 | 0 | 0 |  | EA | EA | A03AF031 | A03AF031-00006
A03AF032-00016 | AR | A03 | Concrete Work | AF | Superstructure Work | 032 | Structural Concrete |  | 0 | 01 | Cement Type-1 | 13 | 35MPa ≤ F'c (Cylinder Strength) |  | 0 |  | 0 |  |  |  | 0 |  |  | 0 |  | 0 | 0 | 0 | 0 | 0 | 0 |  | M3 | M3 | A03AF032 | A03AF032-00016
A03AF032-00017 | AR | A03 | Concrete Work | AF | Superstructure Work | 032 | Structural Concrete |  | 0 | 02 | Cement Type-2 | 13 | 35MPa ≤ F'c (Cylinder Strength) |  | 0 |  | 0 |  |  |  | 0 |  |  | 0 |  | 0 | 0 | 0 | 0 | 0 | 0 |  | M3 | M3 | A03AF032 | A03AF032-00017
A03AF032-00018 | AR | A03 | Concrete Work | AF | Superstructure Work | 032 | Structural Concrete |  | 0 | 03 | Cement Type-5 | 13 | 35MPa ≤ F'c (Cylinder Strength) |  | 0 |  | 0 |  |  |  | 0 |  |  | 0 |  | 0 | 0 | 0 | 0 | 0 | 0 |  | M3 | M3 | A03AF032 | A03AF032-00018
A03AF032-00019 | AR | A03 | Concrete Work | AF | Superstructure Work | 032 | Structural Concrete |  | 0 | 01 | Cement Type-1 | 14 | 30MPa ≤ F'c (Cylinder Strength) < 35MPa |  | 0 |  | 0 |  |  |  | 0 |  |  | 0 |  | 0 | 0 | 0 | 0 | 0 | 0 |  | M3 | M3 | A03AF032 | A03AF032-00019
A03AF032-00020 | AR | A03 | Concrete Work | AF | Superstructure Work | 032 | Structural Concrete |  | 0 | 02 | Cement Type-2 | 14 | 30MPa ≤ F'c (Cylinder Strength) < 35MPa |  | 0 |  | 0 |  |  |  | 0 |  |  | 0 |  | 0 | 0 | 0 | 0 | 0 | 0 |  | M3 | M3 | A03AF032 | A03AF032-00020
A03AF032-00021 | AR | A03 | Concrete Work | AF | Superstructure Work | 032 | Structural Concrete |  | 0 | 03 | Cement Type-5 | 14 | 30MPa ≤ F'c (Cylinder Strength) < 35MPa |  | 0 |  | 0 |  |  |  | 0 |  |  | 0 |  | 0 | 0 | 0 | 0 | 0 | 0 |  | M3 | M3 | A03AF032 | A03AF032-00021
A03AF032-00022 | AR | A03 | Concrete Work | AF | Superstructure Work | 032 | Structural Concrete |  | 0 | 01 | Cement Type-1 | 15 | 25MPa ≤ F'c (Cylinder Strength) < 30MPa |  | 0 |  | 0 |  |  |  | 0 |  |  | 0 |  | 0 | 0 | 0 | 0 | 0 | 0 |  | M3 | M3 | A03AF032 | A03AF032-00022
A03AF032-00023 | AR | A03 | Concrete Work | AF | Superstructure Work | 032 | Structural Concrete |  | 0 | 02 | Cement Type-2 | 15 | 25MPa ≤ F'c (Cylinder Strength) < 30MPa |  | 0 |  | 0 |  |  |  | 0 |  |  | 0 |  | 0 | 0 | 0 | 0 | 0 | 0 |  | M3 | M3 | A03AF032 | A03AF032-00023
A03AF032-00024 | AR | A03 | Concrete Work | AF | Superstructure Work | 032 | Structural Concrete |  | 0 | 03 | Cement Type-5 | 15 | 25MPa ≤ F'c (Cylinder Strength) < 30MPa |  | 0 |  | 0 |  |  |  | 0 |  |  | 0 |  | 0 | 0 | 0 | 0 | 0 | 0 |  | M3 | M3 | A03AF032 | A03AF032-00024
A03AF032-00025 | AR | A03 | Concrete Work | AF | Superstructure Work | 032 | Structural Concrete |  | 0 | 01 | Cement Type-1 | 16 | 20MPa ≤ F'c (Cylinder Strength) < 25MPa |  | 0 |  | 0 |  |  |  | 0 |  |  | 0 |  | 0 | 0 | 0 | 0 | 0 | 0 |  | M3 | M3 | A03AF032 | A03AF032-00025
A03AF032-00026 | AR | A03 | Concrete Work | AF | Superstructure Work | 032 | Structural Concrete |  | 0 | 02 | Cement Type-2 | 16 | 20MPa ≤ F'c (Cylinder Strength) < 25MPa |  | 0 |  | 0 |  |  |  | 0 |  |  | 0 |  | 0 | 0 | 0 | 0 | 0 | 0 |  | M3 | M3 | A03AF032 | A03AF032-00026
A03AF032-00027 | AR | A03 | Concrete Work | AF | Superstructure Work | 032 | Structural Concrete |  | 0 | 03 | Cement Type-5 | 16 | 20MPa ≤ F'c (Cylinder Strength) < 25MPa |  | 0 |  | 0 |  |  |  | 0 |  |  | 0 |  | 0 | 0 | 0 | 0 | 0 | 0 |  | M3 | M3 | A03AF032 | A03AF032-00027
A03AF032-00028 | AR | A03 | Concrete Work | AF | Superstructure Work | 032 | Structural Concrete |  | 0 | 01 | Cement Type-1 | 17 | F'c (Cylinder Strength) < 20MPa |  | 0 |  | 0 |  |  |  | 0 |  |  | 0 |  | 0 | 0 | 0 | 0 | 0 | 0 |  | M3 | M3 | A03AF032 | A03AF032-00028
A03AF032-00029 | AR | A03 | Concrete Work | AF | Superstructure Work | 032 | Structural Concrete |  | 0 | 02 | Cement Type-2 | 17 | F'c (Cylinder Strength) < 20MPa |  | 0 |  | 0 |  |  |  | 0 |  |  | 0 |  | 0 | 0 | 0 | 0 | 0 | 0 |  | M3 | M3 | A03AF032 | A03AF032-00029
A03AF032-00030 | AR | A03 | Concrete Work | AF | Superstructure Work | 032 | Structural Concrete |  | 0 | 03 | Cement Type-5 | 17 | F'c (Cylinder Strength) < 20MPa |  | 0 |  | 0 |  |  |  | 0 |  |  | 0 |  | 0 | 0 | 0 | 0 | 0 | 0 |  | M3 | M3 | A03AF032 | A03AF032-00030
A03AF035-00001 | AR | A03 | Concrete Work | AF | Superstructure Work | 035 | Form Work (3 times in use) | 25 | Flat Form |  | 0 |  | 0 |  | 0 |  | 0 | 05 | Dressed Lumber, Plywood or Steel Form(Wood Planks are not Allowed) incl. Chamfer |  | 0 |  |  | 0 |  | 0 | 0 | 0 | 0 | 0 | 0 |  | M2 | M2 | A03AF035 | A03AF035-00001
A03AF035-00002 | AR | A03 | Concrete Work | AF | Superstructure Work | 035 | Form Work (3 times in use) | 26 | Circular Form |  | 0 |  | 0 |  | 0 |  | 0 | 05 | Dressed Lumber, Plywood or Steel Form(Wood Planks are not Allowed) incl. Chamfer |  | 0 |  |  | 0 |  | 0 | 0 | 0 | 0 | 0 | 0 |  | M2 | M2 | A03AF035 | A03AF035-00002
A03AF036-00001 | AR | A03 | Concrete Work | AF | Superstructure Work | 036 | Form Work (1 time in use) | 25 | Flat Form |  | 0 |  | 0 |  | 0 |  | 0 | 05 | Dressed Lumber, Plywood or Steel Form(Wood Planks are not Allowed) incl. Chamfer |  | 0 |  |  | 0 |  | 0 | 0 | 0 | 0 | 0 | 0 |  | M2 | M2 | A03AF036 | A03AF036-00001
A03AF036-00002 | AR | A03 | Concrete Work | AF | Superstructure Work | 036 | Form Work (1 time in use) | 26 | Circular Form |  | 0 |  | 0 |  | 0 |  | 0 | 05 | Dressed Lumber, Plywood or Steel Form(Wood Planks are not Allowed) incl. Chamfer |  | 0 |  |  | 0 |  | 0 | 0 | 0 | 0 | 0 | 0 |  | M2 | M2 | A03AF036 | A03AF036-00002
A03AF037-00001 | AR | A03 | Concrete Work | AF | Superstructure Work | 037 | Rebar Work | 27 | Deformed Bar (Non-Coat.) |  | 0 | 09 | Fy>470MPa |  | 0 |  | 0 |  |  |  | 0 |  |  | 0 |  | 0 | 0 | 0 | 0 | 0 | 0 |  | TON | TON | A03AF037 | A03AF037-00001
A03AF037-00002 | AR | A03 | Concrete Work | AF | Superstructure Work | 037 | Rebar Work | 27 | Deformed Bar (Non-Coat.) |  | 0 | 10 | 400MPa<Fy≤470MPa |  | 0 |  | 0 |  |  |  | 0 |  |  | 0 |  | 0 | 0 | 0 | 0 | 0 | 0 |  | TON | TON | A03AF037 | A03AF037-00002
A03AF037-00003 | AR | A03 | Concrete Work | AF | Superstructure Work | 037 | Rebar Work | 27 | Deformed Bar (Non-Coat.) |  | 0 | 11 | 300MPa<Fy≤400MPa |  | 0 |  | 0 |  |  |  | 0 |  |  | 0 |  | 0 | 0 | 0 | 0 | 0 | 0 |  | TON | TON | A03AF037 | A03AF037-00003
A03AF037-00004 | AR | A03 | Concrete Work | AF | Superstructure Work | 037 | Rebar Work | 27 | Deformed Bar (Non-Coat.) |  | 0 | 12 | Fy≤300MPa |  | 0 |  | 0 |  |  |  | 0 |  |  | 0 |  | 0 | 0 | 0 | 0 | 0 | 0 |  | TON | TON | A03AF037 | A03AF037-00004
A03AF037-00005 | AR | A03 | Concrete Work | AF | Superstructure Work | 037 | Rebar Work | 28 | Deformed Bar (Epoxy Coat.) |  | 0 | 09 | Fy>470MPa |  | 0 |  | 0 |  |  |  | 0 |  |  | 0 |  | 0 | 0 | 0 | 0 | 0 | 0 |  | TON | TON | A03AF037 | A03AF037-00005
A03AF037-00006 | AR | A03 | Concrete Work | AF | Superstructure Work | 037 | Rebar Work | 28 | Deformed Bar (Epoxy Coat.) |  | 0 | 10 | 400MPa<Fy≤470MPa |  | 0 |  | 0 |  |  |  | 0 |  |  | 0 |  | 0 | 0 | 0 | 0 | 0 | 0 |  | TON | TON | A03AF037 | A03AF037-00006
A03AF037-00007 | AR | A03 | Concrete Work | AF | Superstructure Work | 037 | Rebar Work | 28 | Deformed Bar (Epoxy Coat.) |  | 0 | 11 | 300MPa<Fy≤400MPa |  | 0 |  | 0 |  |  |  | 0 |  |  | 0 |  | 0 | 0 | 0 | 0 | 0 | 0 |  | TON | TON | A03AF037 | A03AF037-00007
A03AF037-00008 | AR | A03 | Concrete Work | AF | Superstructure Work | 037 | Rebar Work | 28 | Deformed Bar (Epoxy Coat.) |  | 0 | 12 | Fy≤300MPa |  | 0 |  | 0 |  |  |  | 0 |  |  | 0 |  | 0 | 0 | 0 | 0 | 0 | 0 |  | TON | TON | A03AF037 | A03AF037-00008
A03AF038-00001 | AR | A03 | Concrete Work | AF | Superstructure Work | 038 | Welded Wire Fabric |  | 0 |  | 0 |  | 0 |  | 0 |  | 0 |  |  |  | 0 | 53 | DIA≤6mm | 0 | Mesh Size=DIA( )mm x ( )mm x ( )mm | 0 | 0 | 0 | 0 | 0 | 0 |  | M2 | M2 | A03AF038 | A03AF038-00001
A03AF038-00002 | AR | A03 | Concrete Work | AF | Superstructure Work | 038 | Welded Wire Fabric |  | 0 |  | 0 |  | 0 |  | 0 |  | 0 |  |  |  | 0 | 54 | DIA>6mm | 0 | Mesh Size=DIA( )mm x ( )mm x ( )mm | 0 | 0 | 0 | 0 | 0 | 0 |  | M2 | M2 | A03AF038 | A03AF038-00002
A03AF039-00001 | AR | A03 | Concrete Work | AF | Superstructure Work | 039 | Expansion Joint (Exposed Type) |  | 0 |  | 0 |  | 0 |  | 0 |  | 0 | 06 | w/ Flexible Joint Filler, Sealant, Dowel Bar w/ PVC Sleeve |  | 0 |  | 0 | 0 | THK=( )mm | 0 | 0 | 0 | 0 | 0 | 0 |  | M | M | A03AF039 | A03AF039-00001
A03AF040-00001 | AR | A03 | Concrete Work | AF | Superstructure Work | 040 | Expansion Joint (w/ Aluminum Cover) |  | 0 |  | 0 |  | 0 |  | 0 |  | 0 | 07 | w/ Flexible Joint Filler, Sealant, Aluminum Flashing Cover w/ Fixing Accessories |  | 0 |  | 0 | 0 | THK=( )mm | 0 | 0 | 0 | 0 | 0 | 0 |  | M | M | A03AF040 | A03AF040-00001
A03AF041-00001 | AR | A03 | Concrete Work | AF | Superstructure Work | 041 | Expansion Joint (w/ Galvanized Steel Cover) |  | 0 |  | 0 |  | 0 |  | 0 |  | 0 | 08 | w/ Flexible Joint Filler, Sealant, Galv. Steel Cover w/ Galv. Steel Angle, Fixing Accessories |  | 0 |  | 0 | 0 | THK=( )mm | 0 | 0 | 0 | 0 | 0 | 0 |  | M | M | A03AF041 | A03AF041-00001
A03AF042-00001 | AR | A03 | Concrete Work | AF | Superstructure Work | 042 | Expansion Joint (w/ Stainless Steel Cover) |  | 0 |  | 0 |  | 0 |  | 0 |  | 0 | 09 | w/ Flexible Joint Filler, Sealant, SST Flashing Cover w/ Fixing Accessories |  | 0 |  | 0 | 0 | THK=( )mm | 0 | 0 | 0 | 0 | 0 | 0 |  | M | M | A03AF042 | A03AF042-00001
A03AF043-00001 | AR | A03 | Concrete Work | AF | Superstructure Work | 043 | Expansion Joint (w/ Ready-Made Cover) |  | 0 |  | 0 |  | 0 |  | 0 |  | 0 | 10 | w/ Flexible Joint Filler, Sealant, Ready-Made Cover Profile w/ Fixing Accessories |  | 0 |  | 0 | 0 | THK=( )mm | 0 | 0 | 0 | 0 | 0 | 0 |  | M | M | A03AF043 | A03AF043-00001
A03AF044-00001 | AR | A03 | Concrete Work | AF | Superstructure Work | 044 | Isolation Joint (Separation Joint) |  | 0 |  | 0 |  | 0 |  | 0 |  | 0 | 11 | w/ Flexible Joint Filler, Sealant |  | 0 |  | 0 | 0 | THK=( )mm | 0 | 0 | 0 | 0 | 0 | 0 |  | M | M | A03AF044 | A03AF044-00001
A03AF045-00001 | AR | A03 | Concrete Work | AF | Superstructure Work | 045 | Control Joint |  | 0 |  | 0 |  | 0 |  | 0 |  | 0 | 12 | w/ Joint Sealant, Backstop |  | 0 |  | 0 | 0 | Saw Cut: W( )mm x D( )mm | 0 | 0 | 0 | 0 | 0 | 0 |  | M | M | A03AF045 | A03AF045-00001
A03AF045-00002 | AR | A03 | Concrete Work | AF | Superstructure Work | 045 | Control Joint |  | 0 |  | 0 |  | 0 |  | 0 |  | 0 | 13 | w/ Joint Sealant, Backstop, Bottom Crack Inducer |  | 0 |  | 0 | 0 | Saw Cut: W( )mm x D( )mm | 0 | 0 | 0 | 0 | 0 | 0 |  | M | M | A03AF045 | A03AF045-00002
A03AF046-00001 | AR | A03 | Concrete Work | AF | Superstructure Work | 046 | Water Stop | 29 | PVC Type |  | 0 |  | 0 |  | 0 |  | 0 |  |  |  | 0 |  | 0 | 0 | W=( )mm | 0 | 0 | 0 | 0 | 0 | 0 |  | M | M | A03AF046 | A03AF046-00001
A03AF046-00002 | AR | A03 | Concrete Work | AF | Superstructure Work | 046 | Water Stop | 30 | Stainless Steel Type |  | 0 |  | 0 |  | 0 |  | 0 |  |  |  | 0 |  | 0 | 0 | W=( )mm | 0 | 0 | 0 | 0 | 0 | 0 |  | M | M | A03AF046 | A03AF046-00002
A03AF046-00003 | AR | A03 | Concrete Work | AF | Superstructure Work | 046 | Water Stop | 31 | Expandable Rubber Type |  | 0 |  | 0 |  | 0 |  | 0 |  |  |  | 0 |  | 0 | 0 | W=( )mm | 0 | 0 | 0 | 0 | 0 | 0 |  | M | M | A03AF046 | A03AF046-00003
A03AF046-00004 | AR | A03 | Concrete Work | AF | Superstructure Work | 046 | Water Stop | FS | Copper |  | 0 |  | 0 |  | 0 |  | 0 |  |  |  | 0 |  | 0 | 0 | W=( )mm | 0 | 0 | 0 | 0 | 0 | 0 |  | M | M | A03AF046 | A03AF046-00004
A03AF049-00001 | AR | A03 | Concrete Work | AF | Superstructure Work | 049 | Embedded Steel(Steel Plate, Corner Angle and etc.) w/ Anchor Bar (Purchase & Installation) | 33 | Hot-Dip Galvanized Steel |  | 0 |  | 0 |  | 0 |  | 0 | 14 | Galv.: ASTM A123 |  | 0 |  |  | 0 |  | 0 | 0 | 0 | 0 | 0 | 0 |  | TON | TON | A03AF049 | A03AF049-00001
A03AF049-00003 | AR | A03 | Concrete Work | AF | Superstructure Work | 049 | Embedded Steel(Steel Plate, Corner Angle and etc.) w/ Anchor Bar (Purchase & Installation) | 34 | SUS |  | 0 |  | 0 |  | 0 |  | 0 | 62 | SUS 304 |  | 0 |  |  | 0 |  | 0 | 0 | 0 | 0 | 0 | 0 |  | TON | TON | A03AF049 | A03AF049-00003
A03AF049-00004 | AR | A03 | Concrete Work | AF | Superstructure Work | 049 | Embedded Steel(Steel Plate, Corner Angle and etc.) w/ Anchor Bar (Purchase & Installation) | 34 | SUS |  | 0 |  | 0 |  | 0 |  | 0 | 63 | SUS 316L |  | 0 |  |  | 0 |  | 0 | 0 | 0 | 0 | 0 | 0 |  | TON | TON | A03AF049 | A03AF049-00004
A03AF049-00005 | AR | A03 | Concrete Work | AF | Superstructure Work | 049 | Embedded Steel(Steel Plate, Corner Angle and etc.) w/ Anchor Bar (Purchase & Installation) | 34 | SUS |  | 0 |  | 0 |  | 0 |  | 0 | 64 | SUS Duplex |  | 0 |  |  | 0 |  | 0 | 0 | 0 | 0 | 0 | 0 |  | TON | TON | A03AF049 | A03AF049-00005
A03AF050-00001 | AR | A03 | Concrete Work | AF | Superstructure Work | 050 | Embedded Steel(Steel Plate, Corner Angle and etc.) w/ Anchor Bar (Installation Only) | 33 | Hot-Dip Galvanized Steel |  | 0 |  | 0 |  | 0 |  | 0 | 14 | Galv.: ASTM A123 |  | 0 |  |  | 0 |  | 0 | 0 | 0 | 0 | 0 | 0 |  | TON | TON | A03AF050 | A03AF050-00001
A03AF050-00003 | AR | A03 | Concrete Work | AF | Superstructure Work | 050 | Embedded Steel(Steel Plate, Corner Angle and etc.) w/ Anchor Bar (Installation Only) | 34 | SUS |  | 0 |  | 0 |  | 0 |  | 0 | 62 | SUS 304 |  | 0 |  |  | 0 |  | 0 | 0 | 0 | 0 | 0 | 0 |  | TON | TON | A03AF050 | A03AF050-00003
A03AF050-00004 | AR | A03 | Concrete Work | AF | Superstructure Work | 050 | Embedded Steel(Steel Plate, Corner Angle and etc.) w/ Anchor Bar (Installation Only) | 34 | SUS |  | 0 |  | 0 |  | 0 |  | 0 | 63 | SUS 316L |  | 0 |  |  | 0 |  | 0 | 0 | 0 | 0 | 0 | 0 |  | TON | TON | A03AF050 | A03AF050-00004
A03AF050-00005 | AR | A03 | Concrete Work | AF | Superstructure Work | 050 | Embedded Steel(Steel Plate, Corner Angle and etc.) w/ Anchor Bar (Installation Only) | 34 | SUS |  | 0 |  | 0 |  | 0 |  | 0 | 64 | SUS Duplex |  | 0 |  |  | 0 |  | 0 | 0 | 0 | 0 | 0 | 0 |  | TON | TON | A03AF050 | A03AF050-00005
A03AF051-00001 | AR | A03 | Concrete Work | AF | Superstructure Work | 051 | Groove Joint |  | 0 |  | 0 |  | 0 |  | 0 |  | 0 |  |  |  | 0 |  | 0 | 0 | Size=( )mm x ( )mm | 0 | 0 | 0 | 0 | 0 | 0 |  | M | M | A03AF051 | A03AF051-00001
A03AF054-00001 | AR | A03 | Concrete Work | AF | Superstructure Work | 054 | System Form | 36 | Heavy Duty Forms, Metal Framed Playwood forms |  | 0 |  | 0 |  | 0 |  | 0 | 18 | Including Form Tie, All Accessories, Sealing of Form Tie Hole, Separator & Anchor Box out, Chamfer for Exposed Edge, Opening & Sleeve, Shoring, Scaffording, Safety Measures and Shop Drawing |  | 0 |  | 0 | 0 | 0 | 0 | 0 | 0 | 0 | 0 | 0 |  | M3 | M3 | A03AF054 | A03AF054-00001
A03AF055-00001 | AR | A03 | Concrete Work | AF | Superstructure Work | 055 | System Support |  | 0 |  | 0 |  | 0 |  | 0 |  | 0 |  |  |  | 0 |  | 0 | 0 | 0 | 0 | 0 | 0 | 0 | 0 | 0 |  | M3 | M3 | A03AF055 | A03AF055-00001
A03AG029-00001 | AR | A03 | Concrete Work | AG | Equipment Foundation Work | 029 | Anchor Bolt (Installation only) |  | 0 |  | 0 |  | 0 |  | 0 |  | 0 |  | 0 |  | 0 | 37 | M12 | 0 | 0 | 0 | 0 | 0 | 0 | 0 | 0 |  | EA | EA | A03AG029 | A03AG029-00001
A03AG029-00002 | AR | A03 | Concrete Work | AG | Equipment Foundation Work | 029 | Anchor Bolt (Installation only) |  | 0 |  | 0 |  | 0 |  | 0 |  | 0 |  | 0 |  | 0 | 38 | M16 | 0 | 0 | 0 | 0 | 0 | 0 | 0 | 0 |  | EA | EA | A03AG029 | A03AG029-00002
A03AG029-00003 | AR | A03 | Concrete Work | AG | Equipment Foundation Work | 029 | Anchor Bolt (Installation only) |  | 0 |  | 0 |  | 0 |  | 0 |  | 0 |  | 0 |  | 0 | 39 | M20 | 0 | 0 | 0 | 0 | 0 | 0 | 0 | 0 |  | EA | EA | A03AG029 | A03AG029-00003
A03AG029-00004 | AR | A03 | Concrete Work | AG | Equipment Foundation Work | 029 | Anchor Bolt (Installation only) |  | 0 |  | 0 |  | 0 |  | 0 |  | 0 |  | 0 |  | 0 | 40 | M22 | 0 | 0 | 0 | 0 | 0 | 0 | 0 | 0 |  | EA | EA | A03AG029 | A03AG029-00004
A03AG029-00005 | AR | A03 | Concrete Work | AG | Equipment Foundation Work | 029 | Anchor Bolt (Installation only) |  | 0 |  | 0 |  | 0 |  | 0 |  | 0 |  | 0 |  | 0 | 41 | M24 | 0 | 0 | 0 | 0 | 0 | 0 | 0 | 0 |  | EA | EA | A03AG029 | A03AG029-00005
A03AG029-00006 | AR | A03 | Concrete Work | AG | Equipment Foundation Work | 029 | Anchor Bolt (Installation only) |  | 0 |  | 0 |  | 0 |  | 0 |  | 0 |  | 0 |  | 0 | 42 | M30 | 0 | 0 | 0 | 0 | 0 | 0 | 0 | 0 |  | EA | EA | A03AG029 | A03AG029-00006
A03AG029-00007 | AR | A03 | Concrete Work | AG | Equipment Foundation Work | 029 | Anchor Bolt (Installation only) |  | 0 |  | 0 |  | 0 |  | 0 |  | 0 |  | 0 |  | 0 | 43 | M33 | 0 | 0 | 0 | 0 | 0 | 0 | 0 | 0 |  | EA | EA | A03AG029 | A03AG029-00007
A03AG029-00008 | AR | A03 | Concrete Work | AG | Equipment Foundation Work | 029 | Anchor Bolt (Installation only) |  | 0 |  | 0 |  | 0 |  | 0 |  | 0 |  | 0 |  | 0 | 44 | M36 | 0 | 0 | 0 | 0 | 0 | 0 | 0 | 0 |  | EA | EA | A03AG029 | A03AG029-00008
A03AG029-00009 | AR | A03 | Concrete Work | AG | Equipment Foundation Work | 029 | Anchor Bolt (Installation only) |  | 0 |  | 0 |  | 0 |  | 0 |  | 0 |  | 0 |  | 0 | 45 | M42 | 0 | 0 | 0 | 0 | 0 | 0 | 0 | 0 |  | EA | EA | A03AG029 | A03AG029-00009
A03AG029-00010 | AR | A03 | Concrete Work | AG | Equipment Foundation Work | 029 | Anchor Bolt (Installation only) |  | 0 |  | 0 |  | 0 |  | 0 |  | 0 |  | 0 |  | 0 | 46 | M48 | 0 | 0 | 0 | 0 | 0 | 0 | 0 | 0 |  | EA | EA | A03AG029 | A03AG029-00010
A03AG029-00011 | AR | A03 | Concrete Work | AG | Equipment Foundation Work | 029 | Anchor Bolt (Installation only) |  | 0 |  | 0 |  | 0 |  | 0 |  | 0 |  | 0 |  | 0 | 47 | M52 | 0 | 0 | 0 | 0 | 0 | 0 | 0 | 0 |  | EA | EA | A03AG029 | A03AG029-00011
A03AG029-00012 | AR | A03 | Concrete Work | AG | Equipment Foundation Work | 029 | Anchor Bolt (Installation only) |  | 0 |  | 0 |  | 0 |  | 0 |  | 0 |  | 0 |  | 0 | 48 | M56 | 0 | 0 | 0 | 0 | 0 | 0 | 0 | 0 |  | EA | EA | A03AG029 | A03AG029-00012
A03AG029-00013 | AR | A03 | Concrete Work | AG | Equipment Foundation Work | 029 | Anchor Bolt (Installation only) |  | 0 |  | 0 |  | 0 |  | 0 |  | 0 |  | 0 |  | 0 | 49 | M64 | 0 | 0 | 0 | 0 | 0 | 0 | 0 | 0 |  | EA | EA | A03AG029 | A03AG029-00013
A03AG029-00014 | AR | A03 | Concrete Work | AG | Equipment Foundation Work | 029 | Anchor Bolt (Installation only) |  | 0 |  | 0 |  | 0 |  | 0 |  | 0 |  | 0 |  | 0 | 50 | M72 | 0 | 0 | 0 | 0 | 0 | 0 | 0 | 0 |  | EA | EA | A03AG029 | A03AG029-00014
A03AG029-00015 | AR | A03 | Concrete Work | AG | Equipment Foundation Work | 029 | Anchor Bolt (Installation only) |  | 0 |  | 0 |  | 0 |  | 0 |  | 0 |  | 0 |  | 0 | 51 | M76 | 0 | 0 | 0 | 0 | 0 | 0 | 0 | 0 |  | EA | EA | A03AG029 | A03AG029-00015
A03AG029-00016 | AR | A03 | Concrete Work | AG | Equipment Foundation Work | 029 | Anchor Bolt (Installation only) |  | 0 |  | 0 |  | 0 |  | 0 |  | 0 |  | 0 |  | 0 | 52 | Over M76 | 0 | 0 | 0 | 0 | 0 | 0 | 0 | 0 |  | EA | EA | A03AG029 | A03AG029-00016
A03AG029-00017 | AR | A03 | Concrete Work | AG | Equipment Foundation Work | 029 | Anchor Bolt (Installation only) |  | 0 |  | 0 |  | 0 |  | 0 |  | 0 |  | 0 |  | 0 | AU | M27 | 0 | 0 | 0 | 0 | 0 | 0 | 0 | 0 |  | EA | EA | A03AG029 | A03AG029-00017
A03AG329-00001 | AR | A03 | Concrete Work | AG | Equipment Foundation Work | 329 | Anchor Bolt (Purchase & Installation) |  | 0 |  | 0 |  | 0 |  | 0 |  | 0 |  | 0 |  | 0 | 37 | M12 | 0 | 0 | 0 | 0 | 0 | 0 | 0 | 0 |  | EA | EA | A03AG329 | A03AG329-00001
A03AG329-00002 | AR | A03 | Concrete Work | AG | Equipment Foundation Work | 329 | Anchor Bolt (Purchase & Installation) |  | 0 |  | 0 |  | 0 |  | 0 |  | 0 |  | 0 |  | 0 | 38 | M16 | 0 | 0 | 0 | 0 | 0 | 0 | 0 | 0 |  | EA | EA | A03AG329 | A03AG329-00002
A03AG329-00003 | AR | A03 | Concrete Work | AG | Equipment Foundation Work | 329 | Anchor Bolt (Purchase & Installation) |  | 0 |  | 0 |  | 0 |  | 0 |  | 0 |  | 0 |  | 0 | 39 | M20 | 0 | 0 | 0 | 0 | 0 | 0 | 0 | 0 |  | EA | EA | A03AG329 | A03AG329-00003
A03AG329-00004 | AR | A03 | Concrete Work | AG | Equipment Foundation Work | 329 | Anchor Bolt (Purchase & Installation) |  | 0 |  | 0 |  | 0 |  | 0 |  | 0 |  | 0 |  | 0 | 40 | M22 | 0 | 0 | 0 | 0 | 0 | 0 | 0 | 0 |  | EA | EA | A03AG329 | A03AG329-00004
A03AG329-00005 | AR | A03 | Concrete Work | AG | Equipment Foundation Work | 329 | Anchor Bolt (Purchase & Installation) |  | 0 |  | 0 |  | 0 |  | 0 |  | 0 |  | 0 |  | 0 | 41 | M24 | 0 | 0 | 0 | 0 | 0 | 0 | 0 | 0 |  | EA | EA | A03AG329 | A03AG329-00005
A03AG329-00006 | AR | A03 | Concrete Work | AG | Equipment Foundation Work | 329 | Anchor Bolt (Purchase & Installation) |  | 0 |  | 0 |  | 0 |  | 0 |  | 0 |  | 0 |  | 0 | AU | M27 | 0 | 0 | 0 | 0 | 0 | 0 | 0 | 0 |  | EA | EA | A03AG329 | A03AG329-00006
A03AG329-00007 | AR | A03 | Concrete Work | AG | Equipment Foundation Work | 329 | Anchor Bolt (Purchase & Installation) |  | 0 |  | 0 |  | 0 |  | 0 |  | 0 |  | 0 |  | 0 | 42 | M30 | 0 | 0 | 0 | 0 | 0 | 0 | 0 | 0 |  | EA | EA | A03AG329 | A03AG329-00007
A03AG329-00008 | AR | A03 | Concrete Work | AG | Equipment Foundation Work | 329 | Anchor Bolt (Purchase & Installation) |  | 0 |  | 0 |  | 0 |  | 0 |  | 0 |  | 0 |  | 0 | 43 | M33 | 0 | 0 | 0 | 0 | 0 | 0 | 0 | 0 |  | EA | EA | A03AG329 | A03AG329-00008
A03AG329-00009 | AR | A03 | Concrete Work | AG | Equipment Foundation Work | 329 | Anchor Bolt (Purchase & Installation) |  | 0 |  | 0 |  | 0 |  | 0 |  | 0 |  | 0 |  | 0 | 44 | M36 | 0 | 0 | 0 | 0 | 0 | 0 | 0 | 0 |  | EA | EA | A03AG329 | A03AG329-00009
A03AG329-00010 | AR | A03 | Concrete Work | AG | Equipment Foundation Work | 329 | Anchor Bolt (Purchase & Installation) |  | 0 |  | 0 |  | 0 |  | 0 |  | 0 |  | 0 |  | 0 | 45 | M42 | 0 | 0 | 0 | 0 | 0 | 0 | 0 | 0 |  | EA | EA | A03AG329 | A03AG329-00010
A03AG329-00011 | AR | A03 | Concrete Work | AG | Equipment Foundation Work | 329 | Anchor Bolt (Purchase & Installation) |  | 0 |  | 0 |  | 0 |  | 0 |  | 0 |  | 0 |  | 0 | 46 | M48 | 0 | 0 | 0 | 0 | 0 | 0 | 0 | 0 |  | EA | EA | A03AG329 | A03AG329-00011
A03AG329-00012 | AR | A03 | Concrete Work | AG | Equipment Foundation Work | 329 | Anchor Bolt (Purchase & Installation) |  | 0 |  | 0 |  | 0 |  | 0 |  | 0 |  | 0 |  | 0 | 47 | M52 | 0 | 0 | 0 | 0 | 0 | 0 | 0 | 0 |  | EA | EA | A03AG329 | A03AG329-00012
A03AG329-00013 | AR | A03 | Concrete Work | AG | Equipment Foundation Work | 329 | Anchor Bolt (Purchase & Installation) |  | 0 |  | 0 |  | 0 |  | 0 |  | 0 |  | 0 |  | 0 | 48 | M56 | 0 | 0 | 0 | 0 | 0 | 0 | 0 | 0 |  | EA | EA | A03AG329 | A03AG329-00013
A03AG329-00014 | AR | A03 | Concrete Work | AG | Equipment Foundation Work | 329 | Anchor Bolt (Purchase & Installation) |  | 0 |  | 0 |  | 0 |  | 0 |  | 0 |  | 0 |  | 0 | 49 | M64 | 0 | 0 | 0 | 0 | 0 | 0 | 0 | 0 |  | EA | EA | A03AG329 | A03AG329-00014
A03AG329-00015 | AR | A03 | Concrete Work | AG | Equipment Foundation Work | 329 | Anchor Bolt (Purchase & Installation) |  | 0 |  | 0 |  | 0 |  | 0 |  | 0 |  | 0 |  | 0 | 50 | M72 | 0 | 0 | 0 | 0 | 0 | 0 | 0 | 0 |  | EA | EA | A03AG329 | A03AG329-00015
A03AG329-00016 | AR | A03 | Concrete Work | AG | Equipment Foundation Work | 329 | Anchor Bolt (Purchase & Installation) |  | 0 |  | 0 |  | 0 |  | 0 |  | 0 |  | 0 |  | 0 | 51 | M76 | 0 | 0 | 0 | 0 | 0 | 0 | 0 | 0 |  | EA | EA | A03AG329 | A03AG329-00016
A03AG329-00017 | AR | A03 | Concrete Work | AG | Equipment Foundation Work | 329 | Anchor Bolt (Purchase & Installation) |  | 0 |  | 0 |  | 0 |  | 0 |  | 0 |  | 0 |  | 0 | 52 | Over M76 | 0 | 0 | 0 | 0 | 0 | 0 | 0 | 0 |  | EA | EA | A03AG329 | A03AG329-00017
A03AG030-00001 | AR | A03 | Concrete Work | AG | Equipment Foundation Work | 030 | Chemical Anchor Bolt |  | 0 |  | 0 |  | 0 |  | 0 |  | 0 | 04 | Including injected Chemical material |  | 0 | 36 | M10 | 0 |  | 0 | 0 | 0 | 0 | 0 | 0 |  | EA | EA | A03AG030 | A03AG030-00001
A03AG030-00002 | AR | A03 | Concrete Work | AG | Equipment Foundation Work | 030 | Chemical Anchor Bolt |  | 0 |  | 0 |  | 0 |  | 0 |  | 0 | 04 | Including injected Chemical material |  | 0 | 37 | M12 | 0 |  | 0 | 0 | 0 | 0 | 0 | 0 |  | EA | EA | A03AG030 | A03AG030-00002
A03AG030-00003 | AR | A03 | Concrete Work | AG | Equipment Foundation Work | 030 | Chemical Anchor Bolt |  | 0 |  | 0 |  | 0 |  | 0 |  | 0 | 04 | Including injected Chemical material |  | 0 | 38 | M16 | 0 |  | 0 | 0 | 0 | 0 | 0 | 0 |  | EA | EA | A03AG030 | A03AG030-00003
A03AG030-00004 | AR | A03 | Concrete Work | AG | Equipment Foundation Work | 030 | Chemical Anchor Bolt |  | 0 |  | 0 |  | 0 |  | 0 |  | 0 | 04 | Including injected Chemical material |  | 0 | 39 | M20 | 0 |  | 0 | 0 | 0 | 0 | 0 | 0 |  | EA | EA | A03AG030 | A03AG030-00004
A03AG030-00005 | AR | A03 | Concrete Work | AG | Equipment Foundation Work | 030 | Chemical Anchor Bolt |  | 0 |  | 0 |  | 0 |  | 0 |  | 0 | 04 | Including injected Chemical material |  | 0 | 40 | M22 | 0 |  | 0 | 0 | 0 | 0 | 0 | 0 |  | EA | EA | A03AG030 | A03AG030-00005
A03AG030-00006 | AR | A03 | Concrete Work | AG | Equipment Foundation Work | 030 | Chemical Anchor Bolt |  | 0 |  | 0 |  | 0 |  | 0 |  | 0 | 04 | Including injected Chemical material |  | 0 | 41 | M24 | 0 |  | 0 | 0 | 0 | 0 | 0 | 0 |  | EA | EA | A03AG030 | A03AG030-00006
A03AG031-00001 | AR | A03 | Concrete Work | AG | Equipment Foundation Work | 031 | Expansion Anchor Bolt |  | 0 |  | 0 |  | 0 |  | 0 |  | 0 |  | 0 |  | 0 | 36 | M10 | 0 |  | 0 | 0 | 0 | 0 | 0 | 0 |  | EA | EA | A03AG031 | A03AG031-00001
A03AG031-00002 | AR | A03 | Concrete Work | AG | Equipment Foundation Work | 031 | Expansion Anchor Bolt |  | 0 |  | 0 |  | 0 |  | 0 |  | 0 |  | 0 |  | 0 | 37 | M12 | 0 |  | 0 | 0 | 0 | 0 | 0 | 0 |  | EA | EA | A03AG031 | A03AG031-00002
A03AG031-00003 | AR | A03 | Concrete Work | AG | Equipment Foundation Work | 031 | Expansion Anchor Bolt |  | 0 |  | 0 |  | 0 |  | 0 |  | 0 |  | 0 |  | 0 | 38 | M16 | 0 |  | 0 | 0 | 0 | 0 | 0 | 0 |  | EA | EA | A03AG031 | A03AG031-00003
A03AG031-00004 | AR | A03 | Concrete Work | AG | Equipment Foundation Work | 031 | Expansion Anchor Bolt |  | 0 |  | 0 |  | 0 |  | 0 |  | 0 |  | 0 |  | 0 | 39 | M20 | 0 |  | 0 | 0 | 0 | 0 | 0 | 0 |  | EA | EA | A03AG031 | A03AG031-00004
A03AG031-00005 | AR | A03 | Concrete Work | AG | Equipment Foundation Work | 031 | Expansion Anchor Bolt |  | 0 |  | 0 |  | 0 |  | 0 |  | 0 |  | 0 |  | 0 | 40 | M22 | 0 |  | 0 | 0 | 0 | 0 | 0 | 0 |  | EA | EA | A03AG031 | A03AG031-00005
A03AG031-00006 | AR | A03 | Concrete Work | AG | Equipment Foundation Work | 031 | Expansion Anchor Bolt |  | 0 |  | 0 |  | 0 |  | 0 |  | 0 |  | 0 |  | 0 | 41 | M24 | 0 |  | 0 | 0 | 0 | 0 | 0 | 0 |  | EA | EA | A03AG031 | A03AG031-00006
A03AG032-00016 | AR | A03 | Concrete Work | AG | Equipment Foundation Work | 032 | Structural Concrete |  | 0 | 01 | Cement Type-1 | 13 | 35MPa ≤ F'c (Cylinder Strength) |  | 0 |  | 0 |  |  |  | 0 |  |  | 0 |  | 0 | 0 | 0 | 0 | 0 | 0 |  | M3 | M3 | A03AG032 | A03AG032-00016
A03AG032-00017 | AR | A03 | Concrete Work | AG | Equipment Foundation Work | 032 | Structural Concrete |  | 0 | 02 | Cement Type-2 | 13 | 35MPa ≤ F'c (Cylinder Strength) |  | 0 |  | 0 |  |  |  | 0 |  |  | 0 |  | 0 | 0 | 0 | 0 | 0 | 0 |  | M3 | M3 | A03AG032 | A03AG032-00017
A03AG032-00018 | AR | A03 | Concrete Work | AG | Equipment Foundation Work | 032 | Structural Concrete |  | 0 | 03 | Cement Type-5 | 13 | 35MPa ≤ F'c (Cylinder Strength) |  | 0 |  | 0 |  |  |  | 0 |  |  | 0 |  | 0 | 0 | 0 | 0 | 0 | 0 |  | M3 | M3 | A03AG032 | A03AG032-00018
A03AG032-00019 | AR | A03 | Concrete Work | AG | Equipment Foundation Work | 032 | Structural Concrete |  | 0 | 01 | Cement Type-1 | 14 | 30MPa ≤ F'c (Cylinder Strength) < 35MPa |  | 0 |  | 0 |  |  |  | 0 |  |  | 0 |  | 0 | 0 | 0 | 0 | 0 | 0 |  | M3 | M3 | A03AG032 | A03AG032-00019
A03AG032-00020 | AR | A03 | Concrete Work | AG | Equipment Foundation Work | 032 | Structural Concrete |  | 0 | 02 | Cement Type-2 | 14 | 30MPa ≤ F'c (Cylinder Strength) < 35MPa |  | 0 |  | 0 |  |  |  | 0 |  |  | 0 |  | 0 | 0 | 0 | 0 | 0 | 0 |  | M3 | M3 | A03AG032 | A03AG032-00020
A03AG032-00021 | AR | A03 | Concrete Work | AG | Equipment Foundation Work | 032 | Structural Concrete |  | 0 | 03 | Cement Type-5 | 14 | 30MPa ≤ F'c (Cylinder Strength) < 35MPa |  | 0 |  | 0 |  |  |  | 0 |  |  | 0 |  | 0 | 0 | 0 | 0 | 0 | 0 |  | M3 | M3 | A03AG032 | A03AG032-00021
A03AG032-00022 | AR | A03 | Concrete Work | AG | Equipment Foundation Work | 032 | Structural Concrete |  | 0 | 01 | Cement Type-1 | 15 | 25MPa ≤ F'c (Cylinder Strength) < 30MPa |  | 0 |  | 0 |  |  |  | 0 |  |  | 0 |  | 0 | 0 | 0 | 0 | 0 | 0 |  | M3 | M3 | A03AG032 | A03AG032-00022
A03AG032-00023 | AR | A03 | Concrete Work | AG | Equipment Foundation Work | 032 | Structural Concrete |  | 0 | 02 | Cement Type-2 | 15 | 25MPa ≤ F'c (Cylinder Strength) < 30MPa |  | 0 |  | 0 |  |  |  | 0 |  |  | 0 |  | 0 | 0 | 0 | 0 | 0 | 0 |  | M3 | M3 | A03AG032 | A03AG032-00023
A03AG032-00024 | AR | A03 | Concrete Work | AG | Equipment Foundation Work | 032 | Structural Concrete |  | 0 | 03 | Cement Type-5 | 15 | 25MPa ≤ F'c (Cylinder Strength) < 30MPa |  | 0 |  | 0 |  |  |  | 0 |  |  | 0 |  | 0 | 0 | 0 | 0 | 0 | 0 |  | M3 | M3 | A03AG032 | A03AG032-00024
A03AG032-00025 | AR | A03 | Concrete Work | AG | Equipment Foundation Work | 032 | Structural Concrete |  | 0 | 01 | Cement Type-1 | 16 | 20MPa ≤ F'c (Cylinder Strength) < 25MPa |  | 0 |  | 0 |  |  |  | 0 |  |  | 0 |  | 0 | 0 | 0 | 0 | 0 | 0 |  | M3 | M3 | A03AG032 | A03AG032-00025
A03AG032-00026 | AR | A03 | Concrete Work | AG | Equipment Foundation Work | 032 | Structural Concrete |  | 0 | 02 | Cement Type-2 | 16 | 20MPa ≤ F'c (Cylinder Strength) < 25MPa |  | 0 |  | 0 |  |  |  | 0 |  |  | 0 |  | 0 | 0 | 0 | 0 | 0 | 0 |  | M3 | M3 | A03AG032 | A03AG032-00026
A03AG032-00027 | AR | A03 | Concrete Work | AG | Equipment Foundation Work | 032 | Structural Concrete |  | 0 | 03 | Cement Type-5 | 16 | 20MPa ≤ F'c (Cylinder Strength) < 25MPa |  | 0 |  | 0 |  |  |  | 0 |  |  | 0 |  | 0 | 0 | 0 | 0 | 0 | 0 |  | M3 | M3 | A03AG032 | A03AG032-00027
A03AG032-00028 | AR | A03 | Concrete Work | AG | Equipment Foundation Work | 032 | Structural Concrete |  | 0 | 01 | Cement Type-1 | 17 | F'c (Cylinder Strength) < 20MPa |  | 0 |  | 0 |  |  |  | 0 |  |  | 0 |  | 0 | 0 | 0 | 0 | 0 | 0 |  | M3 | M3 | A03AG032 | A03AG032-00028
A03AG032-00029 | AR | A03 | Concrete Work | AG | Equipment Foundation Work | 032 | Structural Concrete |  | 0 | 02 | Cement Type-2 | 17 | F'c (Cylinder Strength) < 20MPa |  | 0 |  | 0 |  |  |  | 0 |  |  | 0 |  | 0 | 0 | 0 | 0 | 0 | 0 |  | M3 | M3 | A03AG032 | A03AG032-00029
A03AG032-00030 | AR | A03 | Concrete Work | AG | Equipment Foundation Work | 032 | Structural Concrete |  | 0 | 03 | Cement Type-5 | 17 | F'c (Cylinder Strength) < 20MPa |  | 0 |  | 0 |  |  |  | 0 |  |  | 0 |  | 0 | 0 | 0 | 0 | 0 | 0 |  | M3 | M3 | A03AG032 | A03AG032-00030
A03AG034-00010 | AR | A03 | Concrete Work | AG | Equipment Foundation Work | 034 | Lean Concrete (including Form work) |  | 0 | 01 | Cement Type-1 | 18 | 15MPa ≤ F'c (Cylinder Strength) < 20MPa |  | 0 |  | 0 |  |  |  | 0 |  |  | 0 |  | 0 | 0 | 0 | 0 | 0 | 0 |  | M3 | M3 | A03AG034 | A03AG034-00010
A03AG034-00011 | AR | A03 | Concrete Work | AG | Equipment Foundation Work | 034 | Lean Concrete (including Form work) |  | 0 | 02 | Cement Type-2 | 18 | 15MPa ≤ F'c (Cylinder Strength) < 20MPa |  | 0 |  | 0 |  |  |  | 0 |  |  | 0 |  | 0 | 0 | 0 | 0 | 0 | 0 |  | M3 | M3 | A03AG034 | A03AG034-00011
A03AG034-00012 | AR | A03 | Concrete Work | AG | Equipment Foundation Work | 034 | Lean Concrete (including Form work) |  | 0 | 03 | Cement Type-5 | 18 | 15MPa ≤ F'c (Cylinder Strength) < 20MPa |  | 0 |  | 0 |  | 0 |  | 0 |  | 0 | 0 |  | 0 | 0 | 0 | 0 | 0 | 0 |  | M3 | M3 | A03AG034 | A03AG034-00012
A03AG034-00013 | AR | A03 | Concrete Work | AG | Equipment Foundation Work | 034 | Lean Concrete (including Form work) |  | 0 | 01 | Cement Type-1 | 19 | 10MPa ≤ F'c (Cylinder Strength) < 15MPa |  | 0 |  | 0 |  | 0 |  | 0 |  | 0 | 0 |  | 0 | 0 | 0 | 0 | 0 | 0 |  | M3 | M3 | A03AG034 | A03AG034-00013
A03AG034-00014 | AR | A03 | Concrete Work | AG | Equipment Foundation Work | 034 | Lean Concrete (including Form work) |  | 0 | 02 | Cement Type-2 | 19 | 10MPa ≤ F'c (Cylinder Strength) < 15MPa |  | 0 |  | 0 |  | 0 |  | 0 |  | 0 | 0 |  | 0 | 0 | 0 | 0 | 0 | 0 |  | M3 | M3 | A03AG034 | A03AG034-00014
A03AG034-00015 | AR | A03 | Concrete Work | AG | Equipment Foundation Work | 034 | Lean Concrete (including Form work) |  | 0 | 03 | Cement Type-5 | 19 | 10MPa ≤ F'c (Cylinder Strength) < 15MPa |  | 0 |  | 0 |  | 0 |  | 0 |  | 0 | 0 |  | 0 | 0 | 0 | 0 | 0 | 0 |  | M3 | M3 | A03AG034 | A03AG034-00015
A03AG034-00016 | AR | A03 | Concrete Work | AG | Equipment Foundation Work | 034 | Lean Concrete (including Form work) |  | 0 | 01 | Cement Type-1 | 20 | F'c (Cylinder Strength) < 10MPa |  | 0 |  | 0 |  | 0 |  | 0 |  | 0 | 0 |  | 0 | 0 | 0 | 0 | 0 | 0 |  | M3 | M3 | A03AG034 | A03AG034-00016
A03AG034-00017 | AR | A03 | Concrete Work | AG | Equipment Foundation Work | 034 | Lean Concrete (including Form work) |  | 0 | 02 | Cement Type-2 | 20 | F'c (Cylinder Strength) < 10MPa |  | 0 |  | 0 |  | 0 |  | 0 |  | 0 | 0 |  | 0 | 0 | 0 | 0 | 0 | 0 |  | M3 | M3 | A03AG034 | A03AG034-00017
A03AG034-00018 | AR | A03 | Concrete Work | AG | Equipment Foundation Work | 034 | Lean Concrete (including Form work) |  | 0 | 03 | Cement Type-5 | 20 | F'c (Cylinder Strength) < 10MPa |  | 0 |  | 0 |  | 0 |  | 0 |  | 0 | 0 |  | 0 | 0 | 0 | 0 | 0 | 0 |  | M3 | M3 | A03AG034 | A03AG034-00018
A03AG035-00001 | AR | A03 | Concrete Work | AG | Equipment Foundation Work | 035 | Form Work (3 times in use) | 25 | Flat Form |  | 0 |  | 0 |  | 0 |  | 0 | 05 | Dressed Lumber, Plywood or Steel Form(Wood Planks are not Allowed) incl. Chamfer |  | 0 |  |  | 0 |  | 0 | 0 | 0 | 0 | 0 | 0 |  | M2 | M2 | A03AG035 | A03AG035-00001
A03AG035-00002 | AR | A03 | Concrete Work | AG | Equipment Foundation Work | 035 | Form Work (3 times in use) | 26 | Circular Form |  | 0 |  | 0 |  | 0 |  | 0 | 05 | Dressed Lumber, Plywood or Steel Form(Wood Planks are not Allowed) incl. Chamfer |  | 0 |  |  | 0 |  | 0 | 0 | 0 | 0 | 0 | 0 |  | M2 | M2 | A03AG035 | A03AG035-00002
A03AG036-00001 | AR | A03 | Concrete Work | AG | Equipment Foundation Work | 036 | Form Work (1 time in use) | 25 | Flat Form |  | 0 |  | 0 |  | 0 |  | 0 | 05 | Dressed Lumber, Plywood or Steel Form(Wood Planks are not Allowed) incl. Chamfer |  | 0 |  |  | 0 |  | 0 | 0 | 0 | 0 | 0 | 0 |  | M2 | M2 | A03AG036 | A03AG036-00001
A03AG036-00002 | AR | A03 | Concrete Work | AG | Equipment Foundation Work | 036 | Form Work (1 time in use) | 26 | Circular Form |  | 0 |  | 0 |  | 0 |  | 0 | 05 | Dressed Lumber, Plywood or Steel Form(Wood Planks are not Allowed) incl. Chamfer |  | 0 |  |  | 0 |  | 0 | 0 | 0 | 0 | 0 | 0 |  | M2 | M2 | A03AG036 | A03AG036-00002
A03AG037-00001 | AR | A03 | Concrete Work | AG | Equipment Foundation Work | 037 | Rebar Work | 27 | Deformed Bar (Non-Coat.) |  | 0 | 09 | Fy>470MPa |  | 0 |  | 0 |  |  |  | 0 |  |  | 0 |  | 0 | 0 | 0 | 0 | 0 | 0 |  | TON | TON | A03AG037 | A03AG037-00001
A03AG037-00002 | AR | A03 | Concrete Work | AG | Equipment Foundation Work | 037 | Rebar Work | 27 | Deformed Bar (Non-Coat.) |  | 0 | 10 | 400MPa<Fy≤470MPa |  | 0 |  | 0 |  |  |  | 0 |  |  | 0 |  | 0 | 0 | 0 | 0 | 0 | 0 |  | TON | TON | A03AG037 | A03AG037-00002
A03AG037-00003 | AR | A03 | Concrete Work | AG | Equipment Foundation Work | 037 | Rebar Work | 27 | Deformed Bar (Non-Coat.) |  | 0 | 11 | 300MPa<Fy≤400MPa |  | 0 |  | 0 |  |  |  | 0 |  |  | 0 |  | 0 | 0 | 0 | 0 | 0 | 0 |  | TON | TON | A03AG037 | A03AG037-00003
A03AG037-00004 | AR | A03 | Concrete Work | AG | Equipment Foundation Work | 037 | Rebar Work | 27 | Deformed Bar (Non-Coat.) |  | 0 | 12 | Fy≤300MPa |  | 0 |  | 0 |  |  |  | 0 |  |  | 0 |  | 0 | 0 | 0 | 0 | 0 | 0 |  | TON | TON | A03AG037 | A03AG037-00004
A03AG037-00005 | AR | A03 | Concrete Work | AG | Equipment Foundation Work | 037 | Rebar Work | 28 | Deformed Bar (Epoxy Coat.) |  | 0 | 09 | Fy>470MPa |  | 0 |  | 0 |  |  |  | 0 |  |  | 0 |  | 0 | 0 | 0 | 0 | 0 | 0 |  | TON | TON | A03AG037 | A03AG037-00005
A03AG037-00006 | AR | A03 | Concrete Work | AG | Equipment Foundation Work | 037 | Rebar Work | 28 | Deformed Bar (Epoxy Coat.) |  | 0 | 10 | 400MPa<Fy≤470MPa |  | 0 |  | 0 |  |  |  | 0 |  |  | 0 |  | 0 | 0 | 0 | 0 | 0 | 0 |  | TON | TON | A03AG037 | A03AG037-00006
A03AG037-00007 | AR | A03 | Concrete Work | AG | Equipment Foundation Work | 037 | Rebar Work | 28 | Deformed Bar (Epoxy Coat.) |  | 0 | 11 | 300MPa<Fy≤400MPa |  | 0 |  | 0 |  |  |  | 0 |  |  | 0 |  | 0 | 0 | 0 | 0 | 0 | 0 |  | TON | TON | A03AG037 | A03AG037-00007
A03AG037-00008 | AR | A03 | Concrete Work | AG | Equipment Foundation Work | 037 | Rebar Work | 28 | Deformed Bar (Epoxy Coat.) |  | 0 | 12 | Fy≤300MPa |  | 0 |  | 0 |  |  |  | 0 |  |  | 0 |  | 0 | 0 | 0 | 0 | 0 | 0 |  | TON | TON | A03AG037 | A03AG037-00008
A03AG046-00001 | AR | A03 | Concrete Work | AG | Equipment Foundation Work | 046 | Water Stop | 29 | PVC Type |  | 0 |  | 0 |  | 0 |  | 0 |  |  |  | 0 |  | 0 | 0 | W=( )mm | 0 | 0 | 0 | 0 | 0 | 0 |  | M | M | A03AG046 | A03AG046-00001
A03AG046-00002 | AR | A03 | Concrete Work | AG | Equipment Foundation Work | 046 | Water Stop | 30 | Stainless Steel Type |  | 0 |  | 0 |  | 0 |  | 0 |  |  |  | 0 |  | 0 | 0 | W=( )mm | 0 | 0 | 0 | 0 | 0 | 0 |  | M | M | A03AG046 | A03AG046-00002
A03AG046-00003 | AR | A03 | Concrete Work | AG | Equipment Foundation Work | 046 | Water Stop | 31 | Expandable Rubber Type |  | 0 |  | 0 |  | 0 |  | 0 |  |  |  | 0 |  | 0 | 0 | W=( )mm | 0 | 0 | 0 | 0 | 0 | 0 |  | M | M | A03AG046 | A03AG046-00003
A03AG046-00004 | AR | A03 | Concrete Work | AG | Equipment Foundation Work | 046 | Water Stop | FS | Copper |  | 0 |  | 0 |  | 0 |  | 0 |  |  |  | 0 |  | 0 | 0 | W=( )mm | 0 | 0 | 0 | 0 | 0 | 0 |  | M | M | A03AG046 | A03AG046-00004
A03AG049-00001 | AR | A03 | Concrete Work | AG | Equipment Foundation Work | 049 | Embedded Steel(Steel Plate, Corner Angle and etc.) w/ Anchor Bar (Purchase & Installation) | 33 | Hot-Dip Galvanized Steel |  | 0 |  | 0 |  | 0 |  | 0 | 14 | Galv.: ASTM A123 |  | 0 |  |  | 0 |  | 0 | 0 | 0 | 0 | 0 | 0 |  | TON | TON | A03AG049 | A03AG049-00001
A03AG049-00003 | AR | A03 | Concrete Work | AG | Equipment Foundation Work | 049 | Embedded Steel(Steel Plate, Corner Angle and etc.) w/ Anchor Bar (Purchase & Installation) | 34 | SUS |  | 0 |  | 0 |  | 0 |  | 0 | 62 | SUS 304 |  | 0 |  |  | 0 |  | 0 | 0 | 0 | 0 | 0 | 0 |  | TON | TON | A03AG049 | A03AG049-00003
A03AG049-00004 | AR | A03 | Concrete Work | AG | Equipment Foundation Work | 049 | Embedded Steel(Steel Plate, Corner Angle and etc.) w/ Anchor Bar (Purchase & Installation) | 34 | SUS |  | 0 |  | 0 |  | 0 |  | 0 | 63 | SUS 316L |  | 0 |  |  | 0 |  | 0 | 0 | 0 | 0 | 0 | 0 |  | TON | TON | A03AG049 | A03AG049-00004
A03AG049-00005 | AR | A03 | Concrete Work | AG | Equipment Foundation Work | 049 | Embedded Steel(Steel Plate, Corner Angle and etc.) w/ Anchor Bar (Purchase & Installation) | 34 | SUS |  | 0 |  | 0 |  | 0 |  | 0 | 64 | SUS Duplex |  | 0 |  |  | 0 |  | 0 | 0 | 0 | 0 | 0 | 0 |  | TON | TON | A03AG049 | A03AG049-00005
A03AG050-00001 | AR | A03 | Concrete Work | AG | Equipment Foundation Work | 050 | Embedded Steel(Steel Plate, Corner Angle and etc.) w/ Anchor Bar (Installation Only) | 33 | Hot-Dip Galvanized Steel |  | 0 |  | 0 |  | 0 |  | 0 | 14 | Galv.: ASTM A123 |  | 0 |  |  | 0 |  | 0 | 0 | 0 | 0 | 0 | 0 |  | TON | TON | A03AG050 | A03AG050-00001
A03AG050-00003 | AR | A03 | Concrete Work | AG | Equipment Foundation Work | 050 | Embedded Steel(Steel Plate, Corner Angle and etc.) w/ Anchor Bar (Installation Only) | 34 | SUS |  | 0 |  | 0 |  | 0 |  | 0 | 62 | SUS 304 |  | 0 |  |  | 0 |  | 0 | 0 | 0 | 0 | 0 | 0 |  | TON | TON | A03AG050 | A03AG050-00003
A03AG050-00004 | AR | A03 | Concrete Work | AG | Equipment Foundation Work | 050 | Embedded Steel(Steel Plate, Corner Angle and etc.) w/ Anchor Bar (Installation Only) | 34 | SUS |  | 0 |  | 0 |  | 0 |  | 0 | 63 | SUS 316L |  | 0 |  |  | 0 |  | 0 | 0 | 0 | 0 | 0 | 0 |  | TON | TON | A03AG050 | A03AG050-00004
A03AG050-00005 | AR | A03 | Concrete Work | AG | Equipment Foundation Work | 050 | Embedded Steel(Steel Plate, Corner Angle and etc.) w/ Anchor Bar (Installation Only) | 34 | SUS |  | 0 |  | 0 |  | 0 |  | 0 | 64 | SUS Duplex |  | 0 |  |  | 0 |  | 0 | 0 | 0 | 0 | 0 | 0 |  | TON | TON | A03AG050 | A03AG050-00005
A03AG054-00001 | AR | A03 | Concrete Work | AG | Equipment Foundation Work | 054 | System Form | 36 | Heavy Duty Forms, Metal Framed Playwood forms |  | 0 |  | 0 |  | 0 |  | 0 | 18 | Including Form Tie, All Accessories, Sealing of Form Tie Hole, Separator & Anchor Box out, Chamfer for Exposed Edge, Opening & Sleeve, Shoring, Scaffording, Safety Measures and Shop Drawing |  | 0 |  |  | 0 |  | 0 | 0 | 0 | 0 | 0 | 0 |  | M3 | M3 | A03AG054 | A03AG054-00001
A03AG055-00001 | AR | A03 | Concrete Work | AG | Equipment Foundation Work | 055 | System Support |  | 0 |  | 0 |  | 0 |  | 0 |  | 0 |  | 0 |  | 0 |  |  | 0 |  | 0 | 0 | 0 | 0 | 0 | 0 |  | M3 | M3 | A03AG055 | A03AG055-00001
A03AH056-00001 | AR | A03 | Concrete Work | AH | Concrete Protective Coating (U/G) | 056 | Bitumen/Bituminous/Asphalt Coating |  | 0 |  | 0 |  | 0 |  | 0 |  | 0 |  | 0 |  | 0 |  | 0 | 0 |  | 0 | 0 | 0 | 0 | 0 | 0 |  | M2 | M2 | A03AH056 | A03AH056-00001
A03AH057-00001 | AR | A03 | Concrete Work | AH | Concrete Protective Coating (U/G) | 057 | Coal Tar Epoxy |  | 0 |  | 0 |  | 0 |  | 0 |  | 0 |  |  |  | 0 |  | 0 | 0 |  | 0 | 0 | 0 | 0 | 0 | 0 |  | M2 | M2 | A03AH057 | A03AH057-00001
A03AH058-00001 | AR | A03 | Concrete Work | AH | Concrete Protective Coating (U/G) | 058 | Epoxy Coating (Epoxy Resin Based Coating) |  | 0 |  | 0 |  | 0 |  | 0 |  | 0 |  |  |  | 0 |  | 0 | 0 |  | 0 | 0 | 0 | 0 | 0 | 0 |  | M2 | M2 | A03AH058 | A03AH058-00001
A03AH059-00001 | AR | A03 | Concrete Work | AH | Concrete Protective Coating (U/G) | 059 | Sheet Membrane | 37 | Adhesive Rubber Sheet or Bitumen Polyethylene Laminated Waterproofing Membrane |  | 0 |  | 0 |  | 0 |  | 0 |  |  |  | 0 |  | 0 | 0 | THK=( )mm | 0 | 0 | 0 | 0 | 0 | 0 |  | M2 | M2 | A03AH059 | A03AH059-00001
A03AH060-00001 | AR | A03 | Concrete Work | AH | Concrete Protective Coating (U/G) | 060 | Memebrane Protection Board | 38 | Bitumen Impregnated Fiberboard |  | 0 |  | 0 |  | 0 |  | 0 |  |  |  | 0 |  | 0 | 0 | THK=( )mm | 0 | 0 | 0 | 0 | 0 | 0 |  | M2 | M2 | A03AH060 | A03AH060-00001
A03AH060-00002 | AR | A03 | Concrete Work | AH | Concrete Protective Coating (U/G) | 060 | Memebrane Protection Board | 39 | Bitumen Impregnated Softboard |  | 0 |  | 0 |  | 0 |  | 0 |  |  |  | 0 |  |  | 0 | THK=( )mm | 0 | 0 | 0 | 0 | 0 | 0 |  | M2 | M2 | A03AH060 | A03AH060-00002
A03AH061-00001 | AR | A03 | Concrete Work | AH | Concrete Protective Coating (U/G) | 061 | Protective Screed |  | 0 |  | 0 |  | 0 |  | 0 |  | 0 |  |  |  | 0 |  |  | 0 | THK=( )mm | 0 | 0 | 0 | 0 | 0 | 0 |  | M2 | M2 | A03AH061 | A03AH061-00001
A03AJ058-00001 | AR | A03 | Concrete Work | AJ | Concrete Protective Coating (A/G) | 058 | Epoxy Coating (Epoxy Resin Based Coating) |  | 0 |  | 0 |  | 0 |  | 0 |  | 0 |  |  |  | 0 |  | 0 | 0 |  | 0 | 0 | 0 | 0 | 0 | 0 |  | M2 | M2 | A03AJ058 | A03AJ058-00001
A03AJ062-00001 | AR | A03 | Concrete Work | AJ | Concrete Protective Coating (A/G) | 062 | Acrylic Polymer Coating |  | 0 |  | 0 |  | 0 |  | 0 |  | 0 |  |  |  | 0 |  | 0 | 0 |  | 0 | 0 | 0 | 0 | 0 | 0 |  | M2 | M2 | A03AJ062 | A03AJ062-00001
A03AJ063-00001 | AR | A03 | Concrete Work | AJ | Concrete Protective Coating (A/G) | 063 | Bituminous Damp Proofing |  | 0 |  | 0 |  | 0 |  | 0 | 01 | for External Conc. Wall behind Panel (Granite, Marble, Aluminum Panel, ETC.) |  |  |  | 0 |  |  | 0 |  | 0 | 0 | 0 | 0 | 0 | 0 |  | M2 | M2 | A03AJ063 | A03AJ063-00001
A03AK064-00001 | AR | A03 | Concrete Work | AK | Precast Concrete Work | 064 | PC Slab/Roof Panel | 40 | Hollow Core Slab |  | 0 |  | 0 |  | 0 |  | 0 | 20 | Including Supply and Install Work w/ All Items to Complete the Work |  | 0 | 12 | 100mm<THK≤120mm | 0 | THK=( )mm | 0 | 0 | 0 | 0 | 0 | 0 |  | M3 | M3 | A03AK064 | A03AK064-00001
A03AK064-00002 | AR | A03 | Concrete Work | AK | Precast Concrete Work | 064 | PC Slab/Roof Panel | 40 | Hollow Core Slab |  | 0 |  | 0 |  | 0 |  | 0 | 20 | Including Supply and Install Work w/ All Items to Complete the Work |  | 0 | 13 | 120mm<THK≤150mm | 0 | THK=( )mm | 0 | 0 | 0 | 0 | 0 | 0 |  | M3 | M3 | A03AK064 | A03AK064-00002
A03AK064-00003 | AR | A03 | Concrete Work | AK | Precast Concrete Work | 064 | PC Slab/Roof Panel | 40 | Hollow Core Slab |  | 0 |  | 0 |  | 0 |  | 0 | 20 | Including Supply and Install Work w/ All Items to Complete the Work |  | 0 | 02 | 150mm<THK≤200mm | 0 | THK=( )mm | 0 | 0 | 0 | 0 | 0 | 0 |  | M3 | M3 | A03AK064 | A03AK064-00003
A03AK064-00004 | AR | A03 | Concrete Work | AK | Precast Concrete Work | 064 | PC Slab/Roof Panel | 40 | Hollow Core Slab |  | 0 |  | 0 |  | 0 |  | 0 | 20 | Including Supply and Install Work w/ All Items to Complete the Work |  | 0 | 14 | 200mm<THK | 0 | THK=( )mm | 0 | 0 | 0 | 0 | 0 | 0 |  | M3 | M3 | A03AK064 | A03AK064-00004
A03AK064-00005 | AR | A03 | Concrete Work | AK | Precast Concrete Work | 064 | PC Slab/Roof Panel | 41 | Single Tee Slab |  | 0 |  | 0 |  | 0 |  | 0 | 20 | Including Supply and Install Work w/ All Items to Complete the Work |  | 0 | 12 | 100mm<THK≤120mm | 0 | THK=( )mm | 0 | 0 | 0 | 0 | 0 | 0 |  | M3 | M3 | A03AK064 | A03AK064-00005
A03AK064-00006 | AR | A03 | Concrete Work | AK | Precast Concrete Work | 064 | PC Slab/Roof Panel | 41 | Single Tee Slab |  | 0 |  | 0 |  | 0 |  | 0 | 20 | Including Supply and Install Work w/ All Items to Complete the Work |  | 0 | 13 | 120mm<THK≤150mm | 0 | THK=( )mm | 0 | 0 | 0 | 0 | 0 | 0 |  | M3 | M3 | A03AK064 | A03AK064-00006
A03AK064-00007 | AR | A03 | Concrete Work | AK | Precast Concrete Work | 064 | PC Slab/Roof Panel | 41 | Single Tee Slab |  | 0 |  | 0 |  | 0 |  | 0 | 20 | Including Supply and Install Work w/ All Items to Complete the Work |  | 0 | 02 | 150mm<THK≤200mm | 0 | THK=( )mm | 0 | 0 | 0 | 0 | 0 | 0 |  | M3 | M3 | A03AK064 | A03AK064-00007
A03AK064-00008 | AR | A03 | Concrete Work | AK | Precast Concrete Work | 064 | PC Slab/Roof Panel | 41 | Single Tee Slab |  | 0 |  | 0 |  | 0 |  | 0 | 20 | Including Supply and Install Work w/ All Items to Complete the Work |  | 0 | 14 | 200mm<THK | 0 | THK=( )mm | 0 | 0 | 0 | 0 | 0 | 0 |  | M3 | M3 | A03AK064 | A03AK064-00008
A03AK064-00009 | AR | A03 | Concrete Work | AK | Precast Concrete Work | 064 | PC Slab/Roof Panel | 42 | Doube Tee Slab |  | 0 |  | 0 |  | 0 |  | 0 | 20 | Including Supply and Install Work w/ All Items to Complete the Work |  | 0 | 12 | 100mm<THK≤120mm | 0 | THK=( )mm | 0 | 0 | 0 | 0 | 0 | 0 |  | M3 | M3 | A03AK064 | A03AK064-00009
A03AK064-00010 | AR | A03 | Concrete Work | AK | Precast Concrete Work | 064 | PC Slab/Roof Panel | 42 | Doube Tee Slab |  | 0 |  | 0 |  | 0 |  | 0 | 20 | Including Supply and Install Work w/ All Items to Complete the Work |  | 0 | 13 | 120mm<THK≤150mm | 0 | THK=( )mm | 0 | 0 | 0 | 0 | 0 | 0 |  | M3 | M3 | A03AK064 | A03AK064-00010
A03AK064-00011 | AR | A03 | Concrete Work | AK | Precast Concrete Work | 064 | PC Slab/Roof Panel | 42 | Doube Tee Slab |  | 0 |  | 0 |  | 0 |  | 0 | 20 | Including Supply and Install Work w/ All Items to Complete the Work |  | 0 | 02 | 150mm<THK≤200mm | 0 | THK=( )mm | 0 | 0 | 0 | 0 | 0 | 0 |  | M3 | M3 | A03AK064 | A03AK064-00011
A03AK064-00012 | AR | A03 | Concrete Work | AK | Precast Concrete Work | 064 | PC Slab/Roof Panel | 42 | Doube Tee Slab |  | 0 |  | 0 |  | 0 |  | 0 | 20 | Including Supply and Install Work w/ All Items to Complete the Work |  | 0 | 14 | 200mm<THK | 0 | THK=( )mm | 0 | 0 | 0 | 0 | 0 | 0 |  | M3 | M3 | A03AK064 | A03AK064-00012
A03AK065-00001 | AR | A03 | Concrete Work | AK | Precast Concrete Work | 065 | PC Wall Panel |  | 0 |  | 0 |  | 0 |  | 0 |  | 0 | 20 | Including Supply and Install Work w/ All Items to Complete the Work |  | 0 | 02 | 150mm<THK≤200mm | 0 | THK=( )mm | 0 | 0 | 0 | 0 | 0 | 0 |  | M3 | M3 | A03AK065 | A03AK065-00001
A03AK065-00002 | AR | A03 | Concrete Work | AK | Precast Concrete Work | 065 | PC Wall Panel |  | 0 |  | 0 |  | 0 |  | 0 |  | 0 | 20 | Including Supply and Install Work w/ All Items to Complete the Work |  | 0 | 03 | 200mm<THK≤250mm | 0 | THK=( )mm | 0 | 0 | 0 | 0 | 0 | 0 |  | M3 | M3 | A03AK065 | A03AK065-00002
A03AK065-00003 | AR | A03 | Concrete Work | AK | Precast Concrete Work | 065 | PC Wall Panel |  | 0 |  | 0 |  | 0 |  | 0 |  | 0 | 20 | Including Supply and Install Work w/ All Items to Complete the Work |  | 0 | 04 | 250mm<THK≤300mm | 0 | THK=( )mm | 0 | 0 | 0 | 0 | 0 | 0 |  | M3 | M3 | A03AK065 | A03AK065-00003
A03AK065-00004 | AR | A03 | Concrete Work | AK | Precast Concrete Work | 065 | PC Wall Panel |  | 0 |  | 0 |  | 0 |  | 0 |  | 0 | 20 | Including Supply and Install Work w/ All Items to Complete the Work |  | 0 | 05 | 300mm<THK≤350mm | 0 | THK=( )mm | 0 | 0 | 0 | 0 | 0 | 0 |  | M3 | M3 | A03AK065 | A03AK065-00004
A03AK065-00005 | AR | A03 | Concrete Work | AK | Precast Concrete Work | 065 | PC Wall Panel |  | 0 |  | 0 |  | 0 |  | 0 |  | 0 | 20 | Including Supply and Install Work w/ All Items to Complete the Work |  | 0 | 15 | 350mm<THK≤400mm | 0 | THK=( )mm | 0 | 0 | 0 | 0 | 0 | 0 |  | M3 | M3 | A03AK065 | A03AK065-00005
A03AK065-00006 | AR | A03 | Concrete Work | AK | Precast Concrete Work | 065 | PC Wall Panel |  | 0 |  | 0 |  | 0 |  | 0 |  | 0 | 20 | Including Supply and Install Work w/ All Items to Complete the Work |  | 0 | 16 | 400mm<THK≤450mm | 0 | THK=( )mm | 0 | 0 | 0 | 0 | 0 | 0 |  | M3 | M3 | A03AK065 | A03AK065-00006
A03AK066-00001 | AR | A03 | Concrete Work | AK | Precast Concrete Work | 066 | PC Column |  | 0 |  | 0 |  | 0 |  | 0 |  | 0 | 20 | Including Supply and Install Work w/ All Items to Complete the Work |  | 0 |  | 0 | 0 | W( )mm x L( )mm | 0 | 0 | 0 | 0 | 0 | 0 |  | M3 | M3 | A03AK066 | A03AK066-00001
A03AK067-00001 | AR | A03 | Concrete Work | AK | Precast Concrete Work | 067 | PC Girder & Beam |  | 0 |  | 0 |  | 0 |  | 0 |  | 0 | 20 | Including Supply and Install Work w/ All Items to Complete the Work |  | 0 |  | 0 | 0 | W( )mm x H( )mm | 0 | 0 | 0 | 0 | 0 | 0 |  | M3 | M3 | A03AK067 | A03AK067-00001
A03AK068-00001 | AR | A03 | Concrete Work | AK | Precast Concrete Work | 068 | PC Cover |  | 0 |  | 0 |  | 0 |  | 0 |  | 0 | 20 | Including Supply and Install Work w/ All Items to Complete the Work |  | 0 |  | 0 | 0 | W( )mm x L( )mm x THK( )mm | 0 | 0 | 0 | 0 | 0 | 0 |  | M3 | M3 | A03AK068 | A03AK068-00001
A04AL012-00001 | AR | A04 | Finishing Work | AL | Masonry Work | 012 | PE Sheet (Vapor Barrier) |  | 0 |  | 0 |  | 0 |  | 0 |  | 0 |  |  |  | 0 |  | 0 | 0 | THK=( )mm | 0 | 0 | 0 | 0 | 0 | 0 |  | M2 | M2 | A04AL012 | A04AL012-00001
A04AL069-00001 | AR | A04 | Finishing Work | AL | Masonry Work | 069 | Reinforced Concrete Block |  | 0 |  | 0 |  | 0 |  | 0 |  | 0 | 21 | w/ All Reinf.(Lath, Steel Tie, Anchor Bar, Mortar, ETC.), Filler, Sealant, Lintel/Sill for Opening, ETC. |  | 0 | 17 | 50mm<THK≤100mm | 0 | THK=( )mm | 0 | 0 | 0 | 0 | 0 | 0 |  | M2 | M2 | A04AL069 | A04AL069-00001
A04AL069-00002 | AR | A04 | Finishing Work | AL | Masonry Work | 069 | Reinforced Concrete Block |  | 0 |  | 0 |  | 0 |  | 0 |  | 0 | 21 | w/ All Reinf.(Lath, Steel Tie, Anchor Bar, Mortar, ETC.), Filler, Sealant, Lintel/Sill for Opening, ETC. |  | 0 | 18 | 100mm<THK≤200mm | 0 | THK=( )mm | 0 | 0 | 0 | 0 | 0 | 0 |  | M2 | M2 | A04AL069 | A04AL069-00002
A04AL069-00003 | AR | A04 | Finishing Work | AL | Masonry Work | 069 | Reinforced Concrete Block |  | 0 |  | 0 |  | 0 |  | 0 |  | 0 | 21 | w/ All Reinf.(Lath, Steel Tie, Anchor Bar, Mortar, ETC.), Filler, Sealant, Lintel/Sill for Opening, ETC. |  | 0 | 14 | 200mm<THK | 0 | THK=( )mm | 0 | 0 | 0 | 0 | 0 | 0 |  | M2 | M2 | A04AL069 | A04AL069-00003
A04AL070-00001 | AR | A04 | Finishing Work | AL | Masonry Work | 070 | AAC (Autoclaved Aerated Concrete) Block |  | 0 |  | 0 |  | 0 |  | 0 |  | 0 | 21 | w/ All Reinf.(Lath, Steel Tie, Anchor Bar, Mortar, ETC.), Filler, Sealant, Lintel/Sill for Opening, ETC. |  | 0 | 17 | 50mm<THK≤100mm | 0 | THK=( )mm | 0 | 0 | 0 | 0 | 0 | 0 |  | M2 | M2 | A04AL070 | A04AL070-00001
A04AL070-00002 | AR | A04 | Finishing Work | AL | Masonry Work | 070 | AAC (Autoclaved Aerated Concrete) Block |  | 0 |  | 0 |  | 0 |  | 0 |  | 0 | 21 | w/ All Reinf.(Lath, Steel Tie, Anchor Bar, Mortar, ETC.), Filler, Sealant, Lintel/Sill for Opening, ETC. |  | 0 | 18 | 100mm<THK≤200mm | 0 | THK=( )mm | 0 | 0 | 0 | 0 | 0 | 0 |  | M2 | M2 | A04AL070 | A04AL070-00002
A04AL070-00003 | AR | A04 | Finishing Work | AL | Masonry Work | 070 | AAC (Autoclaved Aerated Concrete) Block |  | 0 |  | 0 |  | 0 |  | 0 |  | 0 | 21 | w/ All Reinf.(Lath, Steel Tie, Anchor Bar, Mortar, ETC.), Filler, Sealant, Lintel/Sill for Opening, ETC. |  | 0 | 14 | 200mm<THK | 0 | THK=( )mm | 0 | 0 | 0 | 0 | 0 | 0 |  | M2 | M2 | A04AL070 | A04AL070-00003
A04AL071-00001 | AR | A04 | Finishing Work | AL | Masonry Work | 071 | Glass Block |  | 0 |  | 0 |  | 0 |  | 0 |  | 0 | 21 | w/ All Reinf.(Lath, Steel Tie, Anchor Bar, Mortar, ETC.), Filler, Sealant, Lintel/Sill for Opening, ETC. |  | 0 | 19 | 50mm<THK≤80mm | 0 | THK=( )mm | 0 | 0 | 0 | 0 | 0 | 0 |  | M2 | M2 | A04AL071 | A04AL071-00001
A04AL071-00002 | AR | A04 | Finishing Work | AL | Masonry Work | 071 | Glass Block |  | 0 |  | 0 |  | 0 |  | 0 |  | 0 | 21 | w/ All Reinf.(Lath, Steel Tie, Anchor Bar, Mortar, ETC.), Filler, Sealant, Lintel/Sill for Opening, ETC. |  | 0 | 20 | 80mm<THK≤90mm | 0 | THK=( )mm | 0 | 0 | 0 | 0 | 0 | 0 |  | M2 | M2 | A04AL071 | A04AL071-00002
A04AL071-00003 | AR | A04 | Finishing Work | AL | Masonry Work | 071 | Glass Block |  | 0 |  | 0 |  | 0 |  | 0 |  | 0 | 21 | w/ All Reinf.(Lath, Steel Tie, Anchor Bar, Mortar, ETC.), Filler, Sealant, Lintel/Sill for Opening, ETC. |  | 0 | 21 | 90mm<THK | 0 | THK=( )mm | 0 | 0 | 0 | 0 | 0 | 0 |  | M2 | M2 | A04AL071 | A04AL071-00003
A04AL072-00001 | AR | A04 | Finishing Work | AL | Masonry Work | 072 | Clay Block |  | 0 |  | 0 |  | 0 |  | 0 |  | 0 | 21 | w/ All Reinf.(Lath, Steel Tie, Anchor Bar, Mortar, ETC.), Filler, Sealant, Lintel/Sill for Opening, ETC. |  | 0 | 17 | 50mm<THK≤100mm | 0 | THK=( )mm | 0 | 0 | 0 | 0 | 0 | 0 |  | M2 | M2 | A04AL072 | A04AL072-00001
A04AL072-00002 | AR | A04 | Finishing Work | AL | Masonry Work | 072 | Clay Block |  | 0 |  | 0 |  | 0 |  | 0 |  | 0 | 21 | w/ All Reinf.(Lath, Steel Tie, Anchor Bar, Mortar, ETC.), Filler, Sealant, Lintel/Sill for Opening, ETC. |  | 0 | 18 | 100mm<THK≤200mm | 0 | THK=( )mm | 0 | 0 | 0 | 0 | 0 | 0 |  | M2 | M2 | A04AL072 | A04AL072-00002
A04AL072-00003 | AR | A04 | Finishing Work | AL | Masonry Work | 072 | Clay Block |  | 0 |  | 0 |  | 0 |  | 0 |  | 0 | 21 | w/ All Reinf.(Lath, Steel Tie, Anchor Bar, Mortar, ETC.), Filler, Sealant, Lintel/Sill for Opening, ETC. |  | 0 | 14 | 200mm<THK | 0 | THK=( )mm | 0 | 0 | 0 | 0 | 0 | 0 |  | M2 | M2 | A04AL072 | A04AL072-00003
A04AL073-00001 | AR | A04 | Finishing Work | AL | Masonry Work | 073 | Concrete Brick |  | 0 |  | 0 |  | 0 |  | 0 |  | 0 | 22 | [0.5B] w/ All Reinf.(Lath, Steel Tie, Anchor Bar, Mortar, ETC.), Filler, Sealant, Lintel/Sill for Opening, ETC. |  | 0 | 22 | THK≤90mm | 0 | THK=( )mm | 0 | 0 | 0 | 0 | 0 | 0 |  | M2 | M2 | A04AL073 | A04AL073-00001
A04AL073-00002 | AR | A04 | Finishing Work | AL | Masonry Work | 073 | Concrete Brick |  | 0 |  | 0 |  | 0 |  | 0 |  | 0 | 23 | [1.0B] w/ All Reinf.(Lath, Steel Tie, Anchor Bar, Mortar, ETC.), Filler, Sealant, Lintel/Sill for Opening, ETC. |  | 0 | 23 | 90mm<THK≤190mm | 0 | THK=( )mm | 0 | 0 | 0 | 0 | 0 | 0 |  | M2 | M2 | A04AL073 | A04AL073-00002
A04AL073-00003 | AR | A04 | Finishing Work | AL | Masonry Work | 073 | Concrete Brick |  | 0 |  | 0 |  | 0 |  | 0 |  | 0 | 24 | [1.5B] w/ All Reinf.(Lath, Steel Tie, Anchor Bar, Mortar, ETC.), Filler, Sealant, Lintel/Sill for Opening, ETC. |  | 0 | 24 | 190mm<THK≤290mm | 0 | THK=( )mm | 0 | 0 | 0 | 0 | 0 | 0 |  | M2 | M2 | A04AL073 | A04AL073-00003
A04AL073-00004 | AR | A04 | Finishing Work | AL | Masonry Work | 073 | Concrete Brick |  | 0 |  | 0 |  | 0 |  | 0 |  | 0 | 25 | [2.0B] w/ All Reinf.(Lath, Steel Tie, Anchor Bar, Mortar, ETC.), Filler, Sealant, Lintel/Sill for Opening, ETC. |  | 0 | 25 | 290mm<THK | 0 | THK=( )mm | 0 | 0 | 0 | 0 | 0 | 0 |  | M2 | M2 | A04AL073 | A04AL073-00004
A04AL074-00001 | AR | A04 | Finishing Work | AL | Masonry Work | 074 | Burnt Clay Brick |  | 0 |  | 0 |  | 0 |  | 0 |  | 0 | 22 | [0.5B] w/ All Reinf.(Lath, Steel Tie, Anchor Bar, Mortar, ETC.), Filler, Sealant, Lintel/Sill for Opening, ETC. |  | 0 | 22 | THK≤90mm | 0 | THK=( )mm | 0 | 0 | 0 | 0 | 0 | 0 |  | M2 | M2 | A04AL074 | A04AL074-00001
A04AL074-00002 | AR | A04 | Finishing Work | AL | Masonry Work | 074 | Burnt Clay Brick |  | 0 |  | 0 |  | 0 |  | 0 |  | 0 | 23 | [1.0B] w/ All Reinf.(Lath, Steel Tie, Anchor Bar, Mortar, ETC.), Filler, Sealant, Lintel/Sill for Opening, ETC. |  | 0 | 23 | 90mm<THK≤190mm | 0 | THK=( )mm | 0 | 0 | 0 | 0 | 0 | 0 |  | M2 | M2 | A04AL074 | A04AL074-00002
A04AL074-00003 | AR | A04 | Finishing Work | AL | Masonry Work | 074 | Burnt Clay Brick |  | 0 |  | 0 |  | 0 |  | 0 |  | 0 | 24 | [1.5B] w/ All Reinf.(Lath, Steel Tie, Anchor Bar, Mortar, ETC.), Filler, Sealant, Lintel/Sill for Opening, ETC. |  | 0 | 24 | 190mm<THK≤290mm | 0 | THK=( )mm | 0 | 0 | 0 | 0 | 0 | 0 |  | M2 | M2 | A04AL074 | A04AL074-00003
A04AL074-00004 | AR | A04 | Finishing Work | AL | Masonry Work | 074 | Burnt Clay Brick |  | 0 |  | 0 |  | 0 |  | 0 |  | 0 | 25 | [2.0B] w/ All Reinf.(Lath, Steel Tie, Anchor Bar, Mortar, ETC.), Filler, Sealant, Lintel/Sill for Opening, ETC. |  | 0 | 25 | 290mm<THK | 0 | THK=( )mm | 0 | 0 | 0 | 0 | 0 | 0 |  | M2 | M2 | A04AL074 | A04AL074-00004
A04AL075-00001 | AR | A04 | Finishing Work | AL | Masonry Work | 075 | Insulated Brick |  | 0 |  | 0 |  | 0 |  | 0 |  | 0 | 21 | w/ All Reinf.(Lath, Steel Tie, Anchor Bar, Mortar, ETC.), Filler, Sealant, Lintel/Sill for Opening, ETC. |  | 0 |  | 0 | 0 | THK=( )mm | 0 | 0 | 0 | 0 | 0 | 0 |  | M2 | M2 | A04AL075 | A04AL075-00001
A04AL076-00001 | AR | A04 | Finishing Work | AL | Masonry Work | 076 | Insulation | 43 | Mineral Wool (Rock Wool) |  | 0 |  | 0 |  | 0 |  | 0 | 26 | Minimum Density of 50 kg/m3 |  | 0 | 31 | THK<50mm | 0 | THK=( )mm | 0 | 0 | 0 | 0 | 0 | 0 |  | M2 | M2 | A04AL076 | A04AL076-00001
A04AL076-00002 | AR | A04 | Finishing Work | AL | Masonry Work | 076 | Insulation | 43 | Mineral Wool (Rock Wool) |  | 0 |  | 0 |  | 0 |  | 0 | 26 | Minimum Density of 50 kg/m3 |  | 0 | 09 | 50mm≤THK<75mm | 0 | THK=( )mm | 0 | 0 | 0 | 0 | 0 | 0 |  | M2 | M2 | A04AL076 | A04AL076-00002
A04AL076-00003 | AR | A04 | Finishing Work | AL | Masonry Work | 076 | Insulation | 43 | Mineral Wool (Rock Wool) |  | 0 |  | 0 |  | 0 |  | 0 | 26 | Minimum Density of 50 kg/m3 |  | 0 | 10 | 75mm≤THK<100mm | 0 | THK=( )mm | 0 | 0 | 0 | 0 | 0 | 0 |  | M2 | M2 | A04AL076 | A04AL076-00003
A04AL076-00004 | AR | A04 | Finishing Work | AL | Masonry Work | 076 | Insulation | 43 | Mineral Wool (Rock Wool) |  | 0 |  | 0 |  | 0 |  | 0 | 26 | Minimum Density of 50 kg/m3 |  | 0 | 11 | 100mm≤THK | 0 | THK=( )mm | 0 | 0 | 0 | 0 | 0 | 0 |  | M2 | M2 | A04AL076 | A04AL076-00004
A04AL076-00005 | AR | A04 | Finishing Work | AL | Masonry Work | 076 | Insulation | 44 | Glass Wool (Fiberglass) |  | 0 |  | 0 |  | 0 |  | 0 | 26 | Minimum Density of 50 kg/m3 |  | 0 | 31 | THK<50mm | 0 | THK=( )mm | 0 | 0 | 0 | 0 | 0 | 0 |  | M2 | M2 | A04AL076 | A04AL076-00005
A04AL076-00006 | AR | A04 | Finishing Work | AL | Masonry Work | 076 | Insulation | 44 | Glass Wool (Fiberglass) |  | 0 |  | 0 |  | 0 |  | 0 | 26 | Minimum Density of 50 kg/m3 |  | 0 | 09 | 50mm≤THK<75mm | 0 | THK=( )mm | 0 | 0 | 0 | 0 | 0 | 0 |  | M2 | M2 | A04AL076 | A04AL076-00006
A04AL076-00007 | AR | A04 | Finishing Work | AL | Masonry Work | 076 | Insulation | 44 | Glass Wool (Fiberglass) |  | 0 |  | 0 |  | 0 |  | 0 | 26 | Minimum Density of 50 kg/m3 |  | 0 | 10 | 75mm≤THK<100mm | 0 | THK=( )mm | 0 | 0 | 0 | 0 | 0 | 0 |  | M2 | M2 | A04AL076 | A04AL076-00007
A04AL076-00008 | AR | A04 | Finishing Work | AL | Masonry Work | 076 | Insulation | 44 | Glass Wool (Fiberglass) |  | 0 |  | 0 |  | 0 |  | 0 | 26 | Minimum Density of 50 kg/m3 |  | 0 | 11 | 100mm≤THK | 0 | THK=( )mm | 0 | 0 | 0 | 0 | 0 | 0 |  | M2 | M2 | A04AL076 | A04AL076-00008
A04AL076-00009 | AR | A04 | Finishing Work | AL | Masonry Work | 076 | Insulation | 64 | Polystyrene (Extruded Polystyrene(XPS) or Expanded Polystyrene(EPS)) |  | 0 |  | 0 |  | 0 |  | 0 | 57 | Minimum Density of 25 kg/m3 |  | 0 | 31 | THK<50mm | 0 | THK=( )mm | 0 | 0 | 0 | 0 | 0 | 0 |  | M2 | M2 | A04AL076 | A04AL076-00009
A04AL076-00010 | AR | A04 | Finishing Work | AL | Masonry Work | 076 | Insulation | 64 | Polystyrene (Extruded Polystyrene(XPS) or Expanded Polystyrene(EPS)) |  | 0 |  | 0 |  | 0 |  | 0 | 57 | Minimum Density of 25 kg/m3 |  | 0 | 09 | 50mm≤THK<75mm | 0 | THK=( )mm | 0 | 0 | 0 | 0 | 0 | 0 |  | M2 | M2 | A04AL076 | A04AL076-00010
A04AL076-00011 | AR | A04 | Finishing Work | AL | Masonry Work | 076 | Insulation | 64 | Polystyrene (Extruded Polystyrene(XPS) or Expanded Polystyrene(EPS)) |  | 0 |  | 0 |  | 0 |  | 0 | 57 | Minimum Density of 25 kg/m3 |  | 0 | 10 | 75mm≤THK<100mm | 0 | THK=( )mm | 0 | 0 | 0 | 0 | 0 | 0 |  | M2 | M2 | A04AL076 | A04AL076-00011
A04AL076-00012 | AR | A04 | Finishing Work | AL | Masonry Work | 076 | Insulation | 64 | Polystyrene (Extruded Polystyrene(XPS) or Expanded Polystyrene(EPS)) |  | 0 |  | 0 |  | 0 |  | 0 | 57 | Minimum Density of 25 kg/m3 |  | 0 | 11 | 100mm≤THK | 0 | THK=( )mm | 0 | 0 | 0 | 0 | 0 | 0 |  | M2 | M2 | A04AL076 | A04AL076-00012
A04AM077-00001 | AR | A04 | Finishing Work | AM | Painting Work | 077 | External Wall Painting | 45 | Acrylic Emulsion Paint |  | 0 |  | 0 |  | 0 |  | 0 |  |  |  | 0 |  |  | 0 |  | 0 | 0 | 0 | 0 | 0 | 0 |  | M2 | M2 | A04AM077 | A04AM077-00001
A04AM077-00002 | AR | A04 | Finishing Work | AM | Painting Work | 077 | External Wall Painting | 46 | Acrylic Emulsion Paint (Textured Type) |  | 0 |  | 0 |  | 0 |  | 0 |  |  |  | 0 |  |  | 0 |  | 0 | 0 | 0 | 0 | 0 | 0 |  | M2 | M2 | A04AM077 | A04AM077-00002
A04AM077-00003 | AR | A04 | Finishing Work | AM | Painting Work | 077 | External Wall Painting | 47 | Water Emulsion Paint |  | 0 |  | 0 |  | 0 |  | 0 |  |  |  | 0 |  |  | 0 |  | 0 | 0 | 0 | 0 | 0 | 0 |  | M2 | M2 | A04AM077 | A04AM077-00003
A04AM077-00004 | AR | A04 | Finishing Work | AM | Painting Work | 077 | External Wall Painting | 48 | Latex Paint |  | 0 |  | 0 |  | 0 |  | 0 |  |  |  | 0 |  |  | 0 |  | 0 | 0 | 0 | 0 | 0 | 0 |  | M2 | M2 | A04AM077 | A04AM077-00004
A04AM077-00005 | AR | A04 | Finishing Work | AM | Painting Work | 077 | External Wall Painting | 49 | Latex Paint (Textured Type) |  | 0 |  | 0 |  | 0 |  | 0 |  |  |  | 0 |  |  | 0 |  | 0 | 0 | 0 | 0 | 0 | 0 |  | M2 | M2 | A04AM077 | A04AM077-00005
A04AM077-00006 | AR | A04 | Finishing Work | AM | Painting Work | 077 | External Wall Painting | 50 | Epoxy Paint |  | 0 |  | 0 |  | 0 |  | 0 |  |  |  | 0 |  |  | 0 |  | 0 | 0 | 0 | 0 | 0 | 0 |  | M2 | M2 | A04AM077 | A04AM077-00006
A04AM077-00007 | AR | A04 | Finishing Work | AM | Painting Work | 077 | External Wall Painting | 51 | Stucco Finish |  | 0 |  | 0 |  | 0 |  | 0 |  |  |  | 0 |  |  | 0 |  | 0 | 0 | 0 | 0 | 0 | 0 |  | M2 | M2 | A04AM077 | A04AM077-00007
A04AM077-00008 | AR | A04 | Finishing Work | AM | Painting Work | 077 | External Wall Painting | 74 | Chemical Resistant Paint |  | 0 |  | 0 |  | 0 |  | 0 |  |  |  | 0 |  |  | 0 |  | 0 | 0 | 0 | 0 | 0 | 0 |  | M2 | M2 | A04AM077 | A04AM077-00008
A04AM078-00001 | AR | A04 | Finishing Work | AM | Painting Work | 078 | Internal Wall Painting | 45 | Acrylic Emulsion Paint |  | 0 |  | 0 |  | 0 |  | 0 |  |  |  | 0 |  |  | 0 |  | 0 | 0 | 0 | 0 | 0 | 0 |  | M2 | M2 | A04AM078 | A04AM078-00001
A04AM078-00002 | AR | A04 | Finishing Work | AM | Painting Work | 078 | Internal Wall Painting | 47 | Water Emulsion Paint |  | 0 |  | 0 |  | 0 |  | 0 |  |  |  | 0 |  |  | 0 |  | 0 | 0 | 0 | 0 | 0 | 0 |  | M2 | M2 | A04AM078 | A04AM078-00002
A04AM078-00003 | AR | A04 | Finishing Work | AM | Painting Work | 078 | Internal Wall Painting | 48 | Latex Paint |  | 0 |  | 0 |  | 0 |  | 0 |  |  |  | 0 |  |  | 0 |  | 0 | 0 | 0 | 0 | 0 | 0 |  | M2 | M2 | A04AM078 | A04AM078-00003
A04AM078-00004 | AR | A04 | Finishing Work | AM | Painting Work | 078 | Internal Wall Painting | 52 | Acid/Alkaline Resistant Paint |  | 0 |  | 0 |  | 0 |  | 0 |  |  |  | 0 |  |  | 0 |  | 0 | 0 | 0 | 0 | 0 | 0 |  | M2 | M2 | A04AM078 | A04AM078-00004
A04AM078-00005 | AR | A04 | Finishing Work | AM | Painting Work | 078 | Internal Wall Painting | 50 | Epoxy Paint |  | 0 |  | 0 |  | 0 |  | 0 |  |  |  | 0 |  |  | 0 |  | 0 | 0 | 0 | 0 | 0 | 0 |  | M2 | M2 | A04AM078 | A04AM078-00005
A04AM078-00006 | AR | A04 | Finishing Work | AM | Painting Work | 078 | Internal Wall Painting | 51 | Stucco Finish |  | 0 |  | 0 |  | 0 |  | 0 |  |  |  | 0 |  |  | 0 |  | 0 | 0 | 0 | 0 | 0 | 0 |  | M2 | M2 | A04AM078 | A04AM078-00006
A04AM078-00007 | AR | A04 | Finishing Work | AM | Painting Work | 078 | Internal Wall Painting | 53 | Anti-Dust Paint |  | 0 |  | 0 |  | 0 |  | 0 |  |  |  | 0 |  |  | 0 |  | 0 | 0 | 0 | 0 | 0 | 0 |  | M2 | M2 | A04AM078 | A04AM078-00007
A04AM078-00008 | AR | A04 | Finishing Work | AM | Painting Work | 078 | Internal Wall Painting | 54 | Epoxy Based Sealer |  | 0 |  | 0 |  | 0 |  | 0 |  |  |  | 0 |  |  | 0 |  | 0 | 0 | 0 | 0 | 0 | 0 |  | M2 | M2 | A04AM078 | A04AM078-00008
A04AM078-00009 | AR | A04 | Finishing Work | AM | Painting Work | 078 | Internal Wall Painting | 74 | Chemical Resistant Paint |  | 0 |  | 0 |  | 0 |  | 0 |  |  |  | 0 |  |  | 0 |  | 0 | 0 | 0 | 0 | 0 | 0 |  | M2 | M2 | A04AM078 | A04AM078-00009
A04AM079-00001 | AR | A04 | Finishing Work | AM | Painting Work | 079 | Ceiling Painting | 45 | Acrylic Emulsion Paint |  | 0 |  | 0 |  | 0 |  | 0 |  |  |  | 0 |  |  | 0 |  | 0 | 0 | 0 | 0 | 0 | 0 |  | M2 | M2 | A04AM079 | A04AM079-00001
A04AM079-00002 | AR | A04 | Finishing Work | AM | Painting Work | 079 | Ceiling Painting | 47 | Water Emulsion Paint |  | 0 |  | 0 |  | 0 |  | 0 |  |  |  | 0 |  |  | 0 |  | 0 | 0 | 0 | 0 | 0 | 0 |  | M2 | M2 | A04AM079 | A04AM079-00002
A04AM079-00003 | AR | A04 | Finishing Work | AM | Painting Work | 079 | Ceiling Painting | 48 | Latex Paint |  | 0 |  | 0 |  | 0 |  | 0 |  |  |  | 0 |  |  | 0 |  | 0 | 0 | 0 | 0 | 0 | 0 |  | M2 | M2 | A04AM079 | A04AM079-00003
A04AM079-00004 | AR | A04 | Finishing Work | AM | Painting Work | 079 | Ceiling Painting | 52 | Acid/Alkaline Resistant Paint |  | 0 |  | 0 |  | 0 |  | 0 |  |  |  | 0 |  |  | 0 |  | 0 | 0 | 0 | 0 | 0 | 0 |  | M2 | M2 | A04AM079 | A04AM079-00004
A04AM079-00005 | AR | A04 | Finishing Work | AM | Painting Work | 079 | Ceiling Painting | 53 | Anti-Dust Paint |  | 0 |  | 0 |  | 0 |  | 0 |  |  |  | 0 |  |  | 0 |  | 0 | 0 | 0 | 0 | 0 | 0 |  | M2 | M2 | A04AM079 | A04AM079-00005
A04AM079-00006 | AR | A04 | Finishing Work | AM | Painting Work | 079 | Ceiling Painting | 50 | Epoxy Paint |  | 0 |  | 0 |  | 0 |  | 0 |  |  |  | 0 |  |  | 0 |  | 0 | 0 | 0 | 0 | 0 | 0 |  | M2 | M2 | A04AM079 | A04AM079-00006
A04AM080-00001 | AR | A04 | Finishing Work | AM | Painting Work | 080 | Floor Painting | 45 | Acrylic Emulsion Paint |  | 0 |  | 0 |  | 0 |  | 0 |  |  |  | 0 |  |  | 0 |  | 0 | 0 | 0 | 0 | 0 | 0 |  | M2 | M2 | A04AM080 | A04AM080-00001
A04AM080-00002 | AR | A04 | Finishing Work | AM | Painting Work | 080 | Floor Painting | 47 | Water Emulsion Paint |  | 0 |  | 0 |  | 0 |  | 0 |  |  |  | 0 |  |  | 0 |  | 0 | 0 | 0 | 0 | 0 | 0 |  | M2 | M2 | A04AM080 | A04AM080-00002
A04AM080-00003 | AR | A04 | Finishing Work | AM | Painting Work | 080 | Floor Painting | 52 | Acid/Alkaline Resistant Paint |  | 0 |  | 0 |  | 0 |  | 0 |  |  |  | 0 |  |  | 0 |  | 0 | 0 | 0 | 0 | 0 | 0 |  | M2 | M2 | A04AM080 | A04AM080-00003
A04AM080-00004 | AR | A04 | Finishing Work | AM | Painting Work | 080 | Floor Painting | 55 | Oil Based Paint |  | 0 |  | 0 |  | 0 |  | 0 |  |  |  | 0 |  |  | 0 |  | 0 | 0 | 0 | 0 | 0 | 0 |  | M2 | M2 | A04AM080 | A04AM080-00004
A04AM080-00005 | AR | A04 | Finishing Work | AM | Painting Work | 080 | Floor Painting | 53 | Anti-Dust Paint |  | 0 |  | 0 |  | 0 |  | 0 |  |  |  | 0 |  |  | 0 |  | 0 | 0 | 0 | 0 | 0 | 0 |  | M2 | M2 | A04AM080 | A04AM080-00005
A04AM080-00006 | AR | A04 | Finishing Work | AM | Painting Work | 080 | Floor Painting | 50 | Epoxy Paint |  | 0 |  | 0 |  | 0 |  | 0 |  |  |  | 0 |  |  | 0 |  | 0 | 0 | 0 | 0 | 0 | 0 |  | M2 | M2 | A04AM080 | A04AM080-00006
A04AM080-00007 | AR | A04 | Finishing Work | AM | Painting Work | 080 | Floor Painting | 54 | Epoxy Based Sealer |  | 0 |  | 0 |  | 0 |  | 0 |  |  |  | 0 |  |  | 0 |  | 0 | 0 | 0 | 0 | 0 | 0 |  | M2 | M2 | A04AM080 | A04AM080-00007
A04AM080-00008 | AR | A04 | Finishing Work | AM | Painting Work | 080 | Floor Painting | 56 | Epoxy Lining |  | 0 |  | 0 |  | 0 |  | 0 |  |  |  | 0 |  |  | 0 |  | 0 | 0 | 0 | 0 | 0 | 0 |  | M2 | M2 | A04AM080 | A04AM080-00008
A04AM080-00009 | AR | A04 | Finishing Work | AM | Painting Work | 080 | Floor Painting | 57 | Road Marker Paint |  | 0 |  | 0 |  | 0 |  | 0 |  |  |  | 0 |  |  | 0 |  | 0 | 0 | 0 | 0 | 0 | 0 |  | M2 | M2 | A04AM080 | A04AM080-00009
A04AM080-00010 | AR | A04 | Finishing Work | AM | Painting Work | 080 | Floor Painting | 58 | White Strips for Parking Place |  | 0 |  | 0 |  | 0 |  | 0 |  |  |  | 0 |  | 0 | 0 | W=( )mm | 0 | 0 | 0 | 0 | 0 | 0 |  | M2 | M | A04AM080 | A04AM080-00010
A04AM080-00011 | AR | A04 | Finishing Work | AM | Painting Work | 080 | Floor Painting | 74 | Chemical Resistant Paint |  | 0 |  | 0 |  | 0 |  | 0 |  |  |  | 0 |  | 0 | 0 | 0 | 0 | 0 | 0 | 0 | 0 | 0 |  | M2 | M2 | A04AM080 | A04AM080-00011
A04AM080-00012 | AR | A04 | Finishing Work | AM | Painting Work | 080 | Floor Painting | FT | Polyurethane Coating |  | 0 |  | 0 |  | 0 |  | 0 |  |  |  | 0 |  | 0 | 0 | 0 | 0 | 0 | 0 | 0 | 0 | 0 |  | M2 | M2 | A04AM080 | A04AM080-00012
A04AM081-00001 | AR | A04 | Finishing Work | AM | Painting Work | 081 | Skirt Painting | 45 | Acrylic Emulsion Paint |  | 0 |  | 0 |  | 0 |  | 0 |  |  |  | 0 | 86 | H<150mm | 0 | H=( )mm | 0 | 0 | 0 | 0 | 0 | 0 |  | M | M | A04AM081 | A04AM081-00001
A04AM081-00002 | AR | A04 | Finishing Work | AM | Painting Work | 081 | Skirt Painting | 45 | Acrylic Emulsion Paint |  | 0 |  | 0 |  | 0 |  | 0 |  |  |  | 0 | 67 | 150mm≤H<200mm | 0 | H=( )mm | 0 | 0 | 0 | 0 | 0 | 0 |  | M | M | A04AM081 | A04AM081-00002
A04AM081-00003 | AR | A04 | Finishing Work | AM | Painting Work | 081 | Skirt Painting | 45 | Acrylic Emulsion Paint |  | 0 |  | 0 |  | 0 |  | 0 |  |  |  | 0 | 68 | 200mm≤H | 0 | H=( )mm | 0 | 0 | 0 | 0 | 0 | 0 |  | M | M | A04AM081 | A04AM081-00003
A04AM081-00004 | AR | A04 | Finishing Work | AM | Painting Work | 081 | Skirt Painting | 52 | Acid/Alkaline Resistant Paint |  | 0 |  | 0 |  | 0 |  | 0 |  |  |  | 0 | 86 | H<150mm | 0 | H=( )mm | 0 | 0 | 0 | 0 | 0 | 0 |  | M | M | A04AM081 | A04AM081-00004
A04AM081-00005 | AR | A04 | Finishing Work | AM | Painting Work | 081 | Skirt Painting | 52 | Acid/Alkaline Resistant Paint |  | 0 |  | 0 |  | 0 |  | 0 |  |  |  | 0 | 67 | 150mm≤H<200mm | 0 | H=( )mm | 0 | 0 | 0 | 0 | 0 | 0 |  | M | M | A04AM081 | A04AM081-00005
A04AM081-00006 | AR | A04 | Finishing Work | AM | Painting Work | 081 | Skirt Painting | 52 | Acid/Alkaline Resistant Paint |  | 0 |  | 0 |  | 0 |  | 0 |  |  |  | 0 | 68 | 200mm≤H | 0 | H=( )mm | 0 | 0 | 0 | 0 | 0 | 0 |  | M | M | A04AM081 | A04AM081-00006
A04AM081-00007 | AR | A04 | Finishing Work | AM | Painting Work | 081 | Skirt Painting | 50 | Epoxy Paint |  | 0 |  | 0 |  | 0 |  | 0 |  |  |  | 0 | 86 | H<150mm | 0 | H=( )mm | 0 | 0 | 0 | 0 | 0 | 0 |  | M | M | A04AM081 | A04AM081-00007
A04AM081-00008 | AR | A04 | Finishing Work | AM | Painting Work | 081 | Skirt Painting | 50 | Epoxy Paint |  | 0 |  | 0 |  | 0 |  | 0 |  |  |  | 0 | 67 | 150mm≤H<200mm | 0 | H=( )mm | 0 | 0 | 0 | 0 | 0 | 0 |  | M | M | A04AM081 | A04AM081-00008
A04AM081-00009 | AR | A04 | Finishing Work | AM | Painting Work | 081 | Skirt Painting | 50 | Epoxy Paint |  | 0 |  | 0 |  | 0 |  | 0 |  |  |  | 0 | 68 | 200mm≤H | 0 | H=( )mm | 0 | 0 | 0 | 0 | 0 | 0 |  | M | M | A04AM081 | A04AM081-00009
A04AM081-00010 | AR | A04 | Finishing Work | AM | Painting Work | 081 | Skirt Painting | 74 | Chemical Resistant Paint |  | 0 |  | 0 |  | 0 |  | 0 |  |  |  | 0 | 86 | H<150mm | 0 | H=( )mm | 0 | 0 | 0 | 0 | 0 | 0 |  | M | M | A04AM081 | A04AM081-00010
A04AM081-00011 | AR | A04 | Finishing Work | AM | Painting Work | 081 | Skirt Painting | 74 | Chemical Resistant Paint |  | 0 |  | 0 |  | 0 |  | 0 |  |  |  | 0 | 67 | 150mm≤H<200mm | 0 | H=( )mm | 0 | 0 | 0 | 0 | 0 | 0 |  | M | M | A04AM081 | A04AM081-00011
A04AM081-00012 | AR | A04 | Finishing Work | AM | Painting Work | 081 | Skirt Painting | 74 | Chemical Resistant Paint |  | 0 |  | 0 |  | 0 |  | 0 |  |  |  | 0 | 68 | 200mm≤H | 0 | H=( )mm | 0 | 0 | 0 | 0 | 0 | 0 |  | M | M | A04AM081 | A04AM081-00012
A04AM081-00013 | AR | A04 | Finishing Work | AM | Painting Work | 081 | Skirt Painting | FT | Polyurethane Coating |  | 0 |  | 0 |  | 0 |  | 0 |  |  |  | 0 | 86 | H<150mm | 0 | H=( )mm | 0 | 0 | 0 | 0 | 0 | 0 |  | M | M | A04AM081 | A04AM081-00013
A04AM081-00014 | AR | A04 | Finishing Work | AM | Painting Work | 081 | Skirt Painting | FT | Polyurethane Coating |  | 0 |  | 0 |  | 0 |  | 0 |  |  |  | 0 | 67 | 150mm≤H<200mm | 0 | H=( )mm | 0 | 0 | 0 | 0 | 0 | 0 |  | M | M | A04AM081 | A04AM081-00014
A04AM081-00015 | AR | A04 | Finishing Work | AM | Painting Work | 081 | Skirt Painting | FT | Polyurethane Coating |  | 0 |  | 0 |  | 0 |  | 0 |  |  |  | 0 | 68 | 200mm≤H | 0 | H=( )mm | 0 | 0 | 0 | 0 | 0 | 0 |  | M | M | A04AM081 | A04AM081-00015
A04AN082-00001 | AR | A04 | Finishing Work | AN | Tile Work | 082 | Wall Tile | 59 | Unglazed Ceramic Tile |  | 0 |  | 0 |  | 0 |  | 0 | 27 | w/ Mortar Bond Coat or Adhesive |  | 0 |  | 0 | 0 | Tile Size=W( )mm x L( )mm x THK( )mm | 0 | 0 | 0 | 0 | 0 | 0 |  | M2 | M2 | A04AN082 | A04AN082-00001
A04AN082-00002 | AR | A04 | Finishing Work | AN | Tile Work | 082 | Wall Tile | 60 | Glazed Ceramic Tile |  | 0 |  | 0 |  | 0 |  | 0 | 27 | w/ Mortar Bond Coat or Adhesive |  | 0 |  | 0 | 0 | Tile Size=W( )mm x L( )mm x THK( )mm | 0 | 0 | 0 | 0 | 0 | 0 |  | M2 | M2 | A04AN082 | A04AN082-00002
A04AN082-00003 | AR | A04 | Finishing Work | AN | Tile Work | 082 | Wall Tile | 61 | Acid/Alkaline Resistant Tile |  | 0 |  | 0 |  | 0 |  | 0 | 27 | w/ Mortar Bond Coat or Adhesive |  | 0 |  | 0 | 0 | Tile Size=W( )mm x L( )mm x THK( )mm | 0 | 0 | 0 | 0 | 0 | 0 |  | M2 | M2 | A04AN082 | A04AN082-00003
A04AN082-00004 | AR | A04 | Finishing Work | AN | Tile Work | 082 | Wall Tile | 62 | Granite Tile |  | 0 |  | 0 |  | 0 |  | 0 | 28 | w/ Wet Method (Mortar Bond Coat or Adhesive) or Dry Method (Steel or SST Frame, Angle, Bolt, etc.) |  | 0 |  | 0 | 0 | Tile Size=W( )mm x L( )mm x THK( )mm | 0 | 0 | 0 | 0 | 0 | 0 |  | M2 | M2 | A04AN082 | A04AN082-00004
A04AN082-00005 | AR | A04 | Finishing Work | AN | Tile Work | 082 | Wall Tile | 63 | Marble Tile |  | 0 |  | 0 |  | 0 |  | 0 | 28 | w/ Wet Method (Mortar Bond Coat or Adhesive) or Dry Method (Steel or SST Frame, Angle, Bolt, etc.) |  | 0 |  | 0 | 0 | Tile Size=W( )mm x L( )mm x THK( )mm | 0 | 0 | 0 | 0 | 0 | 0 |  | M2 | M2 | A04AN082 | A04AN082-00005
A04AN082-00006 | AR | A04 | Finishing Work | AN | Tile Work | 082 | Wall Tile | 72 | Stone Tile |  | 0 |  | 0 |  | 0 |  | 0 | 27 | w/ Mortar Bond Coat or Adhesive |  | 0 |  | 0 | 0 | Tile Size=W( )mm x L( )mm x THK( )mm | 0 | 0 | 0 | 0 | 0 | 0 |  | M2 | M2 | A04AN082 | A04AN082-00006
A04AN082-00007 | AR | A04 | Finishing Work | AN | Tile Work | 082 | Wall Tile | 65 | Mosaic Tile |  | 0 |  | 0 |  | 0 |  | 0 | 27 | w/ Mortar Bond Coat or Adhesive |  | 0 |  | 0 | 0 | Tile Size=W( )mm x L( )mm x THK( )mm | 0 | 0 | 0 | 0 | 0 | 0 |  | M2 | M2 | A04AN082 | A04AN082-00007
A04AN082-00008 | AR | A04 | Finishing Work | AN | Tile Work | 082 | Wall Tile | 66 | Acoustic Tile |  | 0 |  | 0 |  | 0 |  | 0 | 27 | w/ Mortar Bond Coat or Adhesive |  | 0 |  | 0 | 0 | Tile Size=W( )mm x L( )mm x THK( )mm | 0 | 0 | 0 | 0 | 0 | 0 |  | M2 | M2 | A04AN082 | A04AN082-00008
A04AN082-00009 | AR | A04 | Finishing Work | AN | Tile Work | 082 | Wall Tile | 67 | Porcelain Tile |  | 0 |  | 0 |  | 0 |  | 0 | 27 | w/ Mortar Bond Coat or Adhesive |  | 0 |  | 0 | 0 | Tile Size=W( )mm x L( )mm x THK( )mm | 0 | 0 | 0 | 0 | 0 | 0 |  | M2 | M2 | A04AN082 | A04AN082-00009
A04AN083-00001 | AR | A04 | Finishing Work | AN | Tile Work | 083 | Floor Tile | 68 | Ceramic Tile |  | 0 |  | 0 |  | 0 |  | 0 | 29 | Non-Slip Type, w/ Mortar Bond Coat or Adhesive |  | 0 |  | 0 | 0 | Tile Size=W( )mm x L( )mm x THK( )mm | 0 | 0 | 0 | 0 | 0 | 0 |  | M2 | M2 | A04AN083 | A04AN083-00001
A04AN083-00002 | AR | A04 | Finishing Work | AN | Tile Work | 083 | Floor Tile | 61 | Acid/Alkaline Resistant Tile |  | 0 |  | 0 |  | 0 |  | 0 | 29 | Non-Slip Type, w/ Mortar Bond Coat or Adhesive |  | 0 |  | 0 | 0 | Tile Size=W( )mm x L( )mm x THK( )mm | 0 | 0 | 0 | 0 | 0 | 0 |  | M2 | M2 | A04AN083 | A04AN083-00002
A04AN083-00003 | AR | A04 | Finishing Work | AN | Tile Work | 083 | Floor Tile | 69 | Terrazzo Tile |  | 0 |  | 0 |  | 0 |  | 0 | 29 | Non-Slip Type, w/ Mortar Bond Coat or Adhesive |  | 0 |  | 0 | 0 | Tile Size=W( )mm x L( )mm x THK( )mm | 0 | 0 | 0 | 0 | 0 | 0 |  | M2 | M2 | A04AN083 | A04AN083-00003
A04AN083-00004 | AR | A04 | Finishing Work | AN | Tile Work | 083 | Floor Tile | 70 | Vinyl Tile |  | 0 |  | 0 |  | 0 |  | 0 | 27 | w/ Mortar Bond Coat or Adhesive |  | 0 |  | 0 | 0 | Tile Size=W( )mm x L( )mm x THK( )mm | 0 | 0 | 0 | 0 | 0 | 0 |  | M2 | M2 | A04AN083 | A04AN083-00004
A04AN083-00005 | AR | A04 | Finishing Work | AN | Tile Work | 083 | Floor Tile | 71 | Anti-Static Vinyl Tile |  | 0 |  | 0 |  | 0 |  | 0 | 27 | w/ Mortar Bond Coat or Adhesive |  | 0 |  | 0 | 0 | Tile Size=W( )mm x L( )mm x THK( )mm | 0 | 0 | 0 | 0 | 0 | 0 |  | M2 | M2 | A04AN083 | A04AN083-00005
A04AN083-00006 | AR | A04 | Finishing Work | AN | Tile Work | 083 | Floor Tile | 62 | Granite Tile |  | 0 |  | 0 |  | 0 |  | 0 | 29 | Non-Slip Type, w/ Mortar Bond Coat or Adhesive |  | 0 |  | 0 | 0 | Tile Size=W( )mm x L( )mm x THK( )mm | 0 | 0 | 0 | 0 | 0 | 0 |  | M2 | M2 | A04AN083 | A04AN083-00006
A04AN083-00007 | AR | A04 | Finishing Work | AN | Tile Work | 083 | Floor Tile | 63 | Marble Tile |  | 0 |  | 0 |  | 0 |  | 0 | 29 | Non-Slip Type, w/ Mortar Bond Coat or Adhesive |  | 0 |  | 0 | 0 | Tile Size=W( )mm x L( )mm x THK( )mm | 0 | 0 | 0 | 0 | 0 | 0 |  | M2 | M2 | A04AN083 | A04AN083-00007
A04AN083-00008 | AR | A04 | Finishing Work | AN | Tile Work | 083 | Floor Tile | 72 | Stone Tile |  | 0 |  | 0 |  | 0 |  | 0 | 29 | Non-Slip Type, w/ Mortar Bond Coat or Adhesive |  | 0 |  | 0 | 0 | Tile Size=W( )mm x L( )mm x THK( )mm | 0 | 0 | 0 | 0 | 0 | 0 |  | M2 | M2 | A04AN083 | A04AN083-00008
A04AN083-00009 | AR | A04 | Finishing Work | AN | Tile Work | 083 | Floor Tile | 73 | Concrete Tile |  | 0 |  | 0 |  | 0 |  | 0 | 29 | Non-Slip Type, w/ Mortar Bond Coat or Adhesive |  | 0 |  | 0 | 0 | Tile Size=W( )mm x L( )mm x THK( )mm | 0 | 0 | 0 | 0 | 0 | 0 |  | M2 | M2 | A04AN083 | A04AN083-00009
A04AN083-00010 | AR | A04 | Finishing Work | AN | Tile Work | 083 | Floor Tile | 65 | Mosaic Tile |  | 0 |  | 0 |  | 0 |  | 0 | 29 | Non-Slip Type, w/ Mortar Bond Coat or Adhesive |  | 0 |  | 0 | 0 | Tile Size=W( )mm x L( )mm x THK( )mm | 0 | 0 | 0 | 0 | 0 | 0 |  | M2 | M2 | A04AN083 | A04AN083-00010
A04AN083-00011 | AR | A04 | Finishing Work | AN | Tile Work | 083 | Floor Tile | 67 | Porcelain Tile |  | 0 |  | 0 |  | 0 |  | 0 | 29 | Non-Slip Type, w/ Mortar Bond Coat or Adhesive |  | 0 |  | 0 | 0 | Tile Size=W( )mm x L( )mm x THK( )mm | 0 | 0 | 0 | 0 | 0 | 0 |  | M2 | M2 | A04AN083 | A04AN083-00011
A04AN083-00012 | AR | A04 | Finishing Work | AN | Tile Work | 083 | Floor Tile | FD | Rubber Tile |  | 0 |  | 0 |  | 0 |  | 0 | 27 | w/ Mortar Bond Coat or Adhesive |  | 0 |  | 0 | 0 | Tile Size=W( )mm x L( )mm x THK( )mm | 0 | 0 | 0 | 0 | 0 | 0 |  | M2 | M2 | A04AN083 | A04AN083-00012
A04AN084-00001 | AR | A04 | Finishing Work | AN | Tile Work | 084 | Skirt Tile | 59 | Unglazed Ceramic Tile |  | 0 |  | 0 |  | 0 |  | 0 | 27 | w/ Mortar Bond Coat or Adhesive |  | 0 | 86 | H<150mm | 0 | H=( )mm | 0 | 0 | 0 | 0 | 0 | 0 |  | M | M | A04AN084 | A04AN084-00001
A04AN084-00002 | AR | A04 | Finishing Work | AN | Tile Work | 084 | Skirt Tile | 59 | Unglazed Ceramic Tile |  | 0 |  | 0 |  | 0 |  | 0 | 27 | w/ Mortar Bond Coat or Adhesive |  | 0 | 67 | 150mm≤H<200mm | 0 | H=( )mm | 0 | 0 | 0 | 0 | 0 | 0 |  | M | M | A04AN084 | A04AN084-00002
A04AN084-00003 | AR | A04 | Finishing Work | AN | Tile Work | 084 | Skirt Tile | 59 | Unglazed Ceramic Tile |  | 0 |  | 0 |  | 0 |  | 0 | 27 | w/ Mortar Bond Coat or Adhesive |  | 0 | 68 | 200mm≤H | 0 | H=( )mm | 0 | 0 | 0 | 0 | 0 | 0 |  | M | M | A04AN084 | A04AN084-00003
A04AN084-00004 | AR | A04 | Finishing Work | AN | Tile Work | 084 | Skirt Tile | 60 | Glazed Ceramic Tile |  | 0 |  | 0 |  | 0 |  | 0 | 27 | w/ Mortar Bond Coat or Adhesive |  | 0 | 86 | H<150mm | 0 | H=( )mm | 0 | 0 | 0 | 0 | 0 | 0 |  | M | M | A04AN084 | A04AN084-00004
A04AN084-00005 | AR | A04 | Finishing Work | AN | Tile Work | 084 | Skirt Tile | 60 | Glazed Ceramic Tile |  | 0 |  | 0 |  | 0 |  | 0 | 27 | w/ Mortar Bond Coat or Adhesive |  | 0 | 67 | 150mm≤H<200mm | 0 | H=( )mm | 0 | 0 | 0 | 0 | 0 | 0 |  | M | M | A04AN084 | A04AN084-00005
A04AN084-00006 | AR | A04 | Finishing Work | AN | Tile Work | 084 | Skirt Tile | 60 | Glazed Ceramic Tile |  | 0 |  | 0 |  | 0 |  | 0 | 27 | w/ Mortar Bond Coat or Adhesive |  | 0 | 68 | 200mm≤H | 0 | H=( )mm | 0 | 0 | 0 | 0 | 0 | 0 |  | M | M | A04AN084 | A04AN084-00006
A04AN084-00007 | AR | A04 | Finishing Work | AN | Tile Work | 084 | Skirt Tile | 61 | Acid/Alkaline Resistant Tile |  | 0 |  | 0 |  | 0 |  | 0 | 27 | w/ Mortar Bond Coat or Adhesive |  | 0 | 86 | H<150mm | 0 | H=( )mm | 0 | 0 | 0 | 0 | 0 | 0 |  | M | M | A04AN084 | A04AN084-00007
A04AN084-00008 | AR | A04 | Finishing Work | AN | Tile Work | 084 | Skirt Tile | 61 | Acid/Alkaline Resistant Tile |  | 0 |  | 0 |  | 0 |  | 0 | 27 | w/ Mortar Bond Coat or Adhesive |  | 0 | 67 | 150mm≤H<200mm | 0 | H=( )mm | 0 | 0 | 0 | 0 | 0 | 0 |  | M | M | A04AN084 | A04AN084-00008
A04AN084-00009 | AR | A04 | Finishing Work | AN | Tile Work | 084 | Skirt Tile | 61 | Acid/Alkaline Resistant Tile |  | 0 |  | 0 |  | 0 |  | 0 | 27 | w/ Mortar Bond Coat or Adhesive |  | 0 | 68 | 200mm≤H | 0 | H=( )mm | 0 | 0 | 0 | 0 | 0 | 0 |  | M | M | A04AN084 | A04AN084-00009
A04AN084-00010 | AR | A04 | Finishing Work | AN | Tile Work | 084 | Skirt Tile | 69 | Terrazzo Tile |  | 0 |  | 0 |  | 0 |  | 0 | 27 | w/ Mortar Bond Coat or Adhesive |  | 0 | 86 | H<150mm | 0 | H=( )mm | 0 | 0 | 0 | 0 | 0 | 0 |  | M | M | A04AN084 | A04AN084-00010
A04AN084-00011 | AR | A04 | Finishing Work | AN | Tile Work | 084 | Skirt Tile | 69 | Terrazzo Tile |  | 0 |  | 0 |  | 0 |  | 0 | 27 | w/ Mortar Bond Coat or Adhesive |  | 0 | 67 | 150mm≤H<200mm | 0 | H=( )mm | 0 | 0 | 0 | 0 | 0 | 0 |  | M | M | A04AN084 | A04AN084-00011
A04AN084-00012 | AR | A04 | Finishing Work | AN | Tile Work | 084 | Skirt Tile | 69 | Terrazzo Tile |  | 0 |  | 0 |  | 0 |  | 0 | 27 | w/ Mortar Bond Coat or Adhesive |  | 0 | 68 | 200mm≤H | 0 | H=( )mm | 0 | 0 | 0 | 0 | 0 | 0 |  | M | M | A04AN084 | A04AN084-00012
A04AN084-00013 | AR | A04 | Finishing Work | AN | Tile Work | 084 | Skirt Tile | 70 | Vinyl Tile |  | 0 |  | 0 |  | 0 |  | 0 | 27 | w/ Mortar Bond Coat or Adhesive |  | 0 | 86 | H<150mm | 0 | H=( )mm | 0 | 0 | 0 | 0 | 0 | 0 |  | M | M | A04AN084 | A04AN084-00013
A04AN084-00014 | AR | A04 | Finishing Work | AN | Tile Work | 084 | Skirt Tile | 70 | Vinyl Tile |  | 0 |  | 0 |  | 0 |  | 0 | 27 | w/ Mortar Bond Coat or Adhesive |  | 0 | 67 | 150mm≤H<200mm | 0 | H=( )mm | 0 | 0 | 0 | 0 | 0 | 0 |  | M | M | A04AN084 | A04AN084-00014
A04AN084-00015 | AR | A04 | Finishing Work | AN | Tile Work | 084 | Skirt Tile | 70 | Vinyl Tile |  | 0 |  | 0 |  | 0 |  | 0 | 27 | w/ Mortar Bond Coat or Adhesive |  | 0 | 68 | 200mm≤H | 0 | H=( )mm | 0 | 0 | 0 | 0 | 0 | 0 |  | M | M | A04AN084 | A04AN084-00015
A04AN084-00016 | AR | A04 | Finishing Work | AN | Tile Work | 084 | Skirt Tile | 71 | Anti-Static Vinyl Tile |  | 0 |  | 0 |  | 0 |  | 0 | 27 | w/ Mortar Bond Coat or Adhesive |  | 0 | 86 | H<150mm | 0 | H=( )mm | 0 | 0 | 0 | 0 | 0 | 0 |  | M | M | A04AN084 | A04AN084-00016
A04AN084-00017 | AR | A04 | Finishing Work | AN | Tile Work | 084 | Skirt Tile | 71 | Anti-Static Vinyl Tile |  | 0 |  | 0 |  | 0 |  | 0 | 27 | w/ Mortar Bond Coat or Adhesive |  | 0 | 67 | 150mm≤H<200mm | 0 | H=( )mm | 0 | 0 | 0 | 0 | 0 | 0 |  | M | M | A04AN084 | A04AN084-00017
A04AN084-00018 | AR | A04 | Finishing Work | AN | Tile Work | 084 | Skirt Tile | 71 | Anti-Static Vinyl Tile |  | 0 |  | 0 |  | 0 |  | 0 | 27 | w/ Mortar Bond Coat or Adhesive |  | 0 | 68 | 200mm≤H | 0 | H=( )mm | 0 | 0 | 0 | 0 | 0 | 0 |  | M | M | A04AN084 | A04AN084-00018
A04AN084-00019 | AR | A04 | Finishing Work | AN | Tile Work | 084 | Skirt Tile | 62 | Granite Tile |  | 0 |  | 0 |  | 0 |  | 0 | 27 | w/ Mortar Bond Coat or Adhesive |  | 0 | 86 | H<150mm | 0 | H=( )mm | 0 | 0 | 0 | 0 | 0 | 0 |  | M | M | A04AN084 | A04AN084-00019
A04AN084-00020 | AR | A04 | Finishing Work | AN | Tile Work | 084 | Skirt Tile | 62 | Granite Tile |  | 0 |  | 0 |  | 0 |  | 0 | 27 | w/ Mortar Bond Coat or Adhesive |  | 0 | 67 | 150mm≤H<200mm | 0 | H=( )mm | 0 | 0 | 0 | 0 | 0 | 0 |  | M | M | A04AN084 | A04AN084-00020
A04AN084-00021 | AR | A04 | Finishing Work | AN | Tile Work | 084 | Skirt Tile | 62 | Granite Tile |  | 0 |  | 0 |  | 0 |  | 0 | 27 | w/ Mortar Bond Coat or Adhesive |  | 0 | 68 | 200mm≤H | 0 | H=( )mm | 0 | 0 | 0 | 0 | 0 | 0 |  | M | M | A04AN084 | A04AN084-00021
A04AN084-00022 | AR | A04 | Finishing Work | AN | Tile Work | 084 | Skirt Tile | 63 | Marble Tile |  | 0 |  | 0 |  | 0 |  | 0 | 27 | w/ Mortar Bond Coat or Adhesive |  | 0 | 86 | H<150mm | 0 | H=( )mm | 0 | 0 | 0 | 0 | 0 | 0 |  | M | M | A04AN084 | A04AN084-00022
A04AN084-00023 | AR | A04 | Finishing Work | AN | Tile Work | 084 | Skirt Tile | 63 | Marble Tile |  | 0 |  | 0 |  | 0 |  | 0 | 27 | w/ Mortar Bond Coat or Adhesive |  | 0 | 67 | 150mm≤H<200mm | 0 | H=( )mm | 0 | 0 | 0 | 0 | 0 | 0 |  | M | M | A04AN084 | A04AN084-00023
A04AN084-00024 | AR | A04 | Finishing Work | AN | Tile Work | 084 | Skirt Tile | 63 | Marble Tile |  | 0 |  | 0 |  | 0 |  | 0 | 27 | w/ Mortar Bond Coat or Adhesive |  | 0 | 68 | 200mm≤H | 0 | H=( )mm | 0 | 0 | 0 | 0 | 0 | 0 |  | M | M | A04AN084 | A04AN084-00024
A04AN084-00025 | AR | A04 | Finishing Work | AN | Tile Work | 084 | Skirt Tile | 72 | Stone Tile |  | 0 |  | 0 |  | 0 |  | 0 | 27 | w/ Mortar Bond Coat or Adhesive |  | 0 | 86 | H<150mm | 0 | H=( )mm | 0 | 0 | 0 | 0 | 0 | 0 |  | M | M | A04AN084 | A04AN084-00025
A04AN084-00026 | AR | A04 | Finishing Work | AN | Tile Work | 084 | Skirt Tile | 72 | Stone Tile |  | 0 |  | 0 |  | 0 |  | 0 | 27 | w/ Mortar Bond Coat or Adhesive |  | 0 | 67 | 150mm≤H<200mm | 0 | H=( )mm | 0 | 0 | 0 | 0 | 0 | 0 |  | M | M | A04AN084 | A04AN084-00026
A04AN084-00027 | AR | A04 | Finishing Work | AN | Tile Work | 084 | Skirt Tile | 72 | Stone Tile |  | 0 |  | 0 |  | 0 |  | 0 | 27 | w/ Mortar Bond Coat or Adhesive |  | 0 | 68 | 200mm≤H | 0 | H=( )mm | 0 | 0 | 0 | 0 | 0 | 0 |  | M | M | A04AN084 | A04AN084-00027
A04AN084-00028 | AR | A04 | Finishing Work | AN | Tile Work | 084 | Skirt Tile | 73 | Concrete Tile |  | 0 |  | 0 |  | 0 |  | 0 | 27 | w/ Mortar Bond Coat or Adhesive |  | 0 | 86 | H<150mm | 0 | H=( )mm | 0 | 0 | 0 | 0 | 0 | 0 |  | M | M | A04AN084 | A04AN084-00028
A04AN084-00029 | AR | A04 | Finishing Work | AN | Tile Work | 084 | Skirt Tile | 73 | Concrete Tile |  | 0 |  | 0 |  | 0 |  | 0 | 27 | w/ Mortar Bond Coat or Adhesive |  | 0 | 67 | 150mm≤H<200mm | 0 | H=( )mm | 0 | 0 | 0 | 0 | 0 | 0 |  | M | M | A04AN084 | A04AN084-00029
A04AN084-00030 | AR | A04 | Finishing Work | AN | Tile Work | 084 | Skirt Tile | 73 | Concrete Tile |  | 0 |  | 0 |  | 0 |  | 0 | 27 | w/ Mortar Bond Coat or Adhesive |  | 0 | 68 | 200mm≤H | 0 | H=( )mm | 0 | 0 | 0 | 0 | 0 | 0 |  | M | M | A04AN084 | A04AN084-00030
A04AN084-00031 | AR | A04 | Finishing Work | AN | Tile Work | 084 | Skirt Tile | 67 | Porcelain Tile |  | 0 |  | 0 |  | 0 |  | 0 | 27 | w/ Mortar Bond Coat or Adhesive |  | 0 | 86 | H<150mm | 0 | H=( )mm | 0 | 0 | 0 | 0 | 0 | 0 |  | M | M | A04AN084 | A04AN084-00031
A04AN084-00032 | AR | A04 | Finishing Work | AN | Tile Work | 084 | Skirt Tile | 67 | Porcelain Tile |  | 0 |  | 0 |  | 0 |  | 0 | 27 | w/ Mortar Bond Coat or Adhesive |  | 0 | 67 | 150mm≤H<200mm | 0 | H=( )mm | 0 | 0 | 0 | 0 | 0 | 0 |  | M | M | A04AN084 | A04AN084-00032
A04AN084-00033 | AR | A04 | Finishing Work | AN | Tile Work | 084 | Skirt Tile | 67 | Porcelain Tile |  | 0 |  | 0 |  | 0 |  | 0 | 27 | w/ Mortar Bond Coat or Adhesive |  | 0 | 68 | 200mm≤H | 0 | H=( )mm | 0 | 0 | 0 | 0 | 0 | 0 |  | M | M | A04AN084 | A04AN084-00033
A04AP085-00001 | AR | A04 | Finishing Work | AP | Waterproofing Work | 085 | Liquid Waterproofing |  | 0 |  | 0 |  | 0 |  | 0 | 02 | for Internal Floor Area | 30 | Min. 2 Coats |  | 0 |  |  | 0 |  | 0 | 0 | 0 | 0 | 0 | 0 |  | M2 | M2 | A04AP085 | A04AP085-00001
A04AP085-00002 | AR | A04 | Finishing Work | AP | Waterproofing Work | 085 | Liquid Waterproofing |  | 0 |  | 0 |  | 0 |  | 0 | 03 | for Internal Wall Area | 30 | Min. 2 Coats |  | 0 |  |  | 0 |  | 0 | 0 | 0 | 0 | 0 | 0 |  | M2 | M2 | A04AP085 | A04AP085-00002
A04AP310-00001 | AR | A04 | Finishing Work | AP | Waterproofing Work | 310 | Waterproofing Membrane |  | 0 |  | 0 |  | 0 |  | 0 | 04 | for Internal Area |  |  |  | 0 |  |  | 0 | THK=( )mm | 0 | 0 | 0 | 0 | 0 | 0 |  | M2 | M2 | A04AP310 | A04AP310-00001
A04AQ012-00001 | AR | A04 | Finishing Work | AQ | Roof Work | 012 | PE Sheet (Vapor Barrier) |  | 0 |  | 0 |  | 0 |  | 0 |  | 0 |  |  |  | 0 |  | 0 | 0 | THK=( )mm | 0 | 0 | 0 | 0 | 0 | 0 |  | M2 | M2 | A04AQ012 | A04AQ012-00001
A04AQ038-00001 | AR | A04 | Finishing Work | AQ | Roof Work | 038 | Welded Wire Fabric |  | 0 |  | 0 |  | 0 |  | 0 |  | 0 |  | 0 |  | 0 | 53 | DIA≤6mm | 0 | Mesh Size=DIA( )mm x ( )mm x ( )mm | 0 | 0 | 0 | 0 | 0 | 0 |  | M2 | M2 | A04AQ038 | A04AQ038-00001
A04AQ038-00002 | AR | A04 | Finishing Work | AQ | Roof Work | 038 | Welded Wire Fabric |  | 0 |  | 0 |  | 0 |  | 0 |  | 0 |  | 0 |  | 0 | 54 | DIA>6mm | 0 | Mesh Size=DIA( )mm x ( )mm x ( )mm | 0 | 0 | 0 | 0 | 0 | 0 |  | M2 | M2 | A04AQ038 | A04AQ038-00002
A04AQ086-00001 | AR | A04 | Finishing Work | AQ | Roof Work | 086 | Roof Screed | 75 | Light-Weight Concrete Screed |  | 0 |  | 0 |  | 0 |  | 0 | 31 | w/o Welded Wire Fabric |  | 0 | 83 | 30mm≤Min. THK<50mm | 0 | Min. THK=( )mm, Slope=( ) | 0 | 0 | 0 | 0 | 0 | 0 |  | M3 | M3 | A04AQ086 | A04AQ086-00001
A04AQ086-00002 | AR | A04 | Finishing Work | AQ | Roof Work | 086 | Roof Screed | 75 | Light-Weight Concrete Screed |  | 0 |  | 0 |  | 0 |  | 0 | 31 | w/o Welded Wire Fabric |  | 0 | 84 | 50mm≤Min. THK<75mm | 0 | Min. THK=( )mm, Slope=( ) | 0 | 0 | 0 | 0 | 0 | 0 |  | M3 | M3 | A04AQ086 | A04AQ086-00002
A04AQ086-00003 | AR | A04 | Finishing Work | AQ | Roof Work | 086 | Roof Screed | 75 | Light-Weight Concrete Screed |  | 0 |  | 0 |  | 0 |  | 0 | 31 | w/o Welded Wire Fabric |  | 0 | 85 | 75mm≤Min. THK | 0 | Min. THK=( )mm, Slope=( ) | 0 | 0 | 0 | 0 | 0 | 0 |  | M3 | M3 | A04AQ086 | A04AQ086-00003
A04AQ086-00004 | AR | A04 | Finishing Work | AQ | Roof Work | 086 | Roof Screed | 76 | Bed Mortar Screed |  | 0 |  | 0 |  | 0 |  | 0 | 31 | w/o Welded Wire Fabric |  | 0 | 83 | 30mm≤Min. THK<50mm | 0 | Min. THK=( )mm, Slope=( ) | 0 | 0 | 0 | 0 | 0 | 0 |  | M3 | M3 | A04AQ086 | A04AQ086-00004
A04AQ086-00005 | AR | A04 | Finishing Work | AQ | Roof Work | 086 | Roof Screed | 76 | Bed Mortar Screed |  | 0 |  | 0 |  | 0 |  | 0 | 31 | w/o Welded Wire Fabric |  | 0 | 84 | 50mm≤Min. THK<75mm | 0 | Min. THK=( )mm, Slope=( ) | 0 | 0 | 0 | 0 | 0 | 0 |  | M3 | M3 | A04AQ086 | A04AQ086-00005
A04AQ086-00006 | AR | A04 | Finishing Work | AQ | Roof Work | 086 | Roof Screed | 76 | Bed Mortar Screed |  | 0 |  | 0 |  | 0 |  | 0 | 31 | w/o Welded Wire Fabric |  | 0 | 85 | 75mm≤Min. THK | 0 | Min. THK=( )mm, Slope=( ) | 0 | 0 | 0 | 0 | 0 | 0 |  | M3 | M3 | A04AQ086 | A04AQ086-00006
A04AQ087-00001 | AR | A04 | Finishing Work | AQ | Roof Work | 087 | Waterproofing Coating | 79 | Hot Bitumen |  | 0 |  | 0 |  | 0 | 05 | only for Roof Area |  |  |  | 0 |  |  | 0 |  | 0 | 0 | 0 | 0 | 0 | 0 |  | M2 | M2 | A04AQ087 | A04AQ087-00001
A04AQ087-00002 | AR | A04 | Finishing Work | AQ | Roof Work | 087 | Waterproofing Coating | 80 | Acrylic Polymer Protective Coating |  | 0 |  | 0 |  | 0 | 05 | only for Roof Area |  |  |  | 0 |  |  | 0 |  | 0 | 0 | 0 | 0 | 0 | 0 |  | M2 | M2 | A04AQ087 | A04AQ087-00002
A04AQ088-00001 | AR | A04 | Finishing Work | AQ | Roof Work | 088 | Roof Insulation | 81 | Rigid Extruded Polystyrene Foam Insulation |  | 0 |  | 0 |  | 0 |  | 0 |  |  |  | 0 | 31 | THK<50mm | 0 | THK=( )mm | 0 | 0 | 0 | 0 | 0 | 0 |  | M2 | M2 | A04AQ088 | A04AQ088-00001
A04AQ088-00002 | AR | A04 | Finishing Work | AQ | Roof Work | 088 | Roof Insulation | 81 | Rigid Extruded Polystyrene Foam Insulation |  | 0 |  | 0 |  | 0 |  | 0 |  |  |  | 0 | 09 | 50mm≤THK<75mm | 0 | THK=( )mm | 0 | 0 | 0 | 0 | 0 | 0 |  | M2 | M2 | A04AQ088 | A04AQ088-00002
A04AQ088-00003 | AR | A04 | Finishing Work | AQ | Roof Work | 088 | Roof Insulation | 81 | Rigid Extruded Polystyrene Foam Insulation |  | 0 |  | 0 |  | 0 |  | 0 |  |  |  | 0 | 10 | 75mm≤THK<100mm | 0 | THK=( )mm | 0 | 0 | 0 | 0 | 0 | 0 |  | M2 | M2 | A04AQ088 | A04AQ088-00003
A04AQ088-00004 | AR | A04 | Finishing Work | AQ | Roof Work | 088 | Roof Insulation | 81 | Rigid Extruded Polystyrene Foam Insulation |  | 0 |  | 0 |  | 0 |  | 0 |  |  |  | 0 | 11 | 100mm≤THK | 0 | THK=( )mm | 0 | 0 | 0 | 0 | 0 | 0 |  | M2 | M2 | A04AQ088 | A04AQ088-00004
A04AQ089-00001 | AR | A04 | Finishing Work | AQ | Roof Work | 089 | Protective Concrete w/ Steel Trowel Finish |  | 0 |  | 0 |  | 0 |  | 0 |  | 0 |  | 0 |  | 0 |  |  | 0 |  | 0 | 0 | 0 | 0 | 0 | 0 |  | M3 | M3 | A04AQ089 | A04AQ089-00001
A04AQ090-00001 | AR | A04 | Finishing Work | AQ | Roof Work | 090 | Concrete Tile |  | 0 |  | 0 |  | 0 |  | 0 |  | 0 | 33 | w/ Plastic Spacer |  | 0 | 28 | THK≤50mm | 0 | THK=( )mm | 0 | 0 | 0 | 0 | 0 | 0 |  | M2 | M2 | A04AQ090 | A04AQ090-00001
A04AQ090-00002 | AR | A04 | Finishing Work | AQ | Roof Work | 090 | Concrete Tile |  | 0 |  | 0 |  | 0 |  | 0 |  | 0 | 33 | w/ Plastic Spacer |  | 0 | 29 | 50mm<THK≤75mm | 0 | THK=( )mm | 0 | 0 | 0 | 0 | 0 | 0 |  | M2 | M2 | A04AQ090 | A04AQ090-00002
A04AQ090-00003 | AR | A04 | Finishing Work | AQ | Roof Work | 090 | Concrete Tile |  | 0 |  | 0 |  | 0 |  | 0 |  | 0 | 33 | w/ Plastic Spacer |  | 0 | 30 | 75mm<THK≤100mm | 0 | THK=( )mm | 0 | 0 | 0 | 0 | 0 | 0 |  | M2 | M2 | A04AQ090 | A04AQ090-00003
A04AQ091-00001 | AR | A04 | Finishing Work | AQ | Roof Work | 091 | Gravel for Roof |  | 0 |  | 0 |  | 0 |  | 0 |  | 0 |  | 0 |  | 0 |  | 0 | 0 | THK=( )mmDIA=( )mm~( )mm or Max DIA=( )mm | 0 | 0 | 0 | 0 | 0 | 0 |  | M2 | M2 | A04AQ091 | A04AQ091-00001
A04AQ092-00001 | AR | A04 | Finishing Work | AQ | Roof Work | 092 | Crushed Stone for Roof |  | 0 |  | 0 |  | 0 |  | 0 |  | 0 |  | 0 |  | 0 |  | 0 | 0 | THK=( )mmDIA=( )mm~( )mm or Max DIA=( )mm | 0 | 0 | 0 | 0 | 0 | 0 |  | M2 | M2 | A04AQ092 | A04AQ092-00001
A04AQ093-00001 | AR | A04 | Finishing Work | AQ | Roof Work | 093 | Clean Sand |  | 0 |  | 0 |  | 0 |  | 0 |  | 0 |  |  |  | 0 |  | 0 | 0 | THK=( )mm | 0 | 0 | 0 | 0 | 0 | 0 |  | M2 | M2 | A04AQ093 | A04AQ093-00001
A04AQ094-00001 | AR | A04 | Finishing Work | AQ | Roof Work | 094 | Substrate Board | 82 | Water-Resistant Gypsum Substrate |  | 0 |  | 0 |  | 0 |  | 0 | 34 | w/ Fixing Accessories |  | 0 |  |  | 0 | THK=( )mm | 0 | 0 | 0 | 0 | 0 | 0 |  | M2 | M2 | A04AQ094 | A04AQ094-00001
A04AQ095-00001 | AR | A04 | Finishing Work | AQ | Roof Work | 095 | Geotextile |  | 0 |  | 0 |  | 0 |  | 0 |  | 0 | 34 | w/ Fixing Accessories |  | 0 |  |  | 0 |  | 0 | 0 | 0 | 0 | 0 | 0 |  | M2 | M2 | A04AQ095 | A04AQ095-00001
A04AQ096-00001 | AR | A04 | Finishing Work | AQ | Roof Work | 096 | Metal Coping for Parapet | 83 | Galvanized Steel Coping |  | 0 |  | 0 |  | 0 |  | 0 | 35 | w/ Fixing Accessories, Sealant |  | 0 |  |  | 0 | THK=( )mm | 0 | 0 | 0 | 0 | 0 | 0 |  | M2 | M2 | A04AQ096 | A04AQ096-00001
A04AQ096-00002 | AR | A04 | Finishing Work | AQ | Roof Work | 096 | Metal Coping for Parapet | 84 | Aluminum Coping |  | 0 |  | 0 |  | 0 |  | 0 | 35 | w/ Fixing Accessories, Sealant |  | 0 |  |  | 0 | THK=( )mm | 0 | 0 | 0 | 0 | 0 | 0 |  | M2 | M2 | A04AQ096 | A04AQ096-00002
A04AQ096-00003 | AR | A04 | Finishing Work | AQ | Roof Work | 096 | Metal Coping for Parapet | 85 | Stainless Steel Coping |  | 0 |  | 0 |  | 0 |  | 0 | 35 | w/ Fixing Accessories, Sealant |  | 0 |  |  | 0 | THK=( )mm | 0 | 0 | 0 | 0 | 0 | 0 |  | M2 | M2 | A04AQ096 | A04AQ096-00003
A04AQ097-00001 | AR | A04 | Finishing Work | AQ | Roof Work | 097 | Flashing along Roof Corner | 86 | Galvanized Steel Flashing |  | 0 |  | 0 |  | 0 |  | 0 | 35 | w/ Fixing Accessories, Sealant |  | 0 |  |  | 0 | THK=( )mm | 0 | 0 | 0 | 0 | 0 | 0 |  | M2 | M2 | A04AQ097 | A04AQ097-00001
A04AQ097-00002 | AR | A04 | Finishing Work | AQ | Roof Work | 097 | Flashing along Roof Corner | 87 | Aluminum Flashing |  | 0 |  | 0 |  | 0 |  | 0 | 35 | w/ Fixing Accessories, Sealant |  | 0 |  | 0 | 0 | THK=( )mm | 0 | 0 | 0 | 0 | 0 | 0 |  | M2 | M2 | A04AQ097 | A04AQ097-00002
A04AQ097-00003 | AR | A04 | Finishing Work | AQ | Roof Work | 097 | Flashing along Roof Corner | 88 | Stainless Steel Flashing |  | 0 |  | 0 |  | 0 |  | 0 | 35 | w/ Fixing Accessories, Sealant |  | 0 |  | 0 | 0 | THK=( )mm | 0 | 0 | 0 | 0 | 0 | 0 |  | M2 | M2 | A04AQ097 | A04AQ097-00003
A04AQ310-00001 | AR | A04 | Finishing Work | AQ | Roof Work | 310 | Waterproofing Membrane | 77 | EPDM(or Equivalent) |  | 0 |  | 0 |  | 0 |  | 0 | 32 | w/ Accessories |  | 0 |  | 0 | 0 | THK=( )mm | 0 | 0 | 0 | 0 | 0 | 0 |  | M2 | M2 | A04AQ310 | A04AQ310-00001
A04AQ310-00002 | AR | A04 | Finishing Work | AQ | Roof Work | 310 | Waterproofing Membrane | 78 | EPDM(or Equivalent) with Solar Shield |  | 0 |  | 0 |  | 0 |  | 0 | 32 | w/ Accessories |  | 0 |  | 0 | 0 | THK=( )mm | 0 | 0 | 0 | 0 | 0 | 0 |  | M2 | M2 | A04AQ310 | A04AQ310-00002
A04AR098-00001 | AR | A04 | Finishing Work | AR | Door & Window Work | 098 | Steel Door w/ Steel Frame (UoM: M2) | 89 | Fire Protective Rating: N/A |  | 0 |  | 0 |  | 0 |  | 0 | 36 | w/ Hardware & Accessories |  | 0 |  | 0 | 0 | 0 | 0 | 0 | 0 | 0 | 0 | 0 |  | M2 | M2 | A04AR098 | A04AR098-00001
A04AR098-00002 | AR | A04 | Finishing Work | AR | Door & Window Work | 098 | Steel Door w/ Steel Frame (UoM: M2) | 92 | Fire Protective Rating: 0.5-hr |  | 0 |  | 0 |  | 0 |  | 0 | 36 | w/ Hardware & Accessories |  | 0 |  | 0 | 0 | 0 | 0 | 0 | 0 | 0 | 0 | 0 |  | M2 | M2 | A04AR098 | A04AR098-00002
A04AR098-00003 | AR | A04 | Finishing Work | AR | Door & Window Work | 098 | Steel Door w/ Steel Frame (UoM: M2) | 95 | Fire Protective Rating: 1-hr |  | 0 |  | 0 |  | 0 |  | 0 | 36 | w/ Hardware & Accessories |  | 0 |  | 0 | 0 | 0 | 0 | 0 | 0 | 0 | 0 | 0 |  | M2 | M2 | A04AR098 | A04AR098-00003
A04AR098-00004 | AR | A04 | Finishing Work | AR | Door & Window Work | 098 | Steel Door w/ Steel Frame (UoM: M2) | AC | Fire Protective Rating: 1.5-hrs |  | 0 |  | 0 |  | 0 |  | 0 | 36 | w/ Hardware & Accessories |  | 0 |  | 0 | 0 | 0 | 0 | 0 | 0 | 0 | 0 | 0 |  | M2 | M2 | A04AR098 | A04AR098-00004
A04AR098-00005 | AR | A04 | Finishing Work | AR | Door & Window Work | 098 | Steel Door w/ Steel Frame (UoM: M2) | AF | Fire Protective Rating: 2-hrs |  | 0 |  | 0 |  | 0 |  | 0 | 36 | w/ Hardware & Accessories |  | 0 |  | 0 | 0 | 0 | 0 | 0 | 0 | 0 | 0 | 0 |  | M2 | M2 | A04AR098 | A04AR098-00005
A04AR098-00006 | AR | A04 | Finishing Work | AR | Door & Window Work | 098 | Steel Door w/ Steel Frame (UoM: M2) | FH | Fire Protective Rating: 3-hrs |  | 0 |  | 0 |  | 0 |  | 0 | 36 | w/ Hardware & Accessories |  | 0 |  | 0 | 0 | 0 | 0 | 0 | 0 | 0 | 0 | 0 |  | M2 | M2 | A04AR098 | A04AR098-00006
A04AR099-00001 | AR | A04 | Finishing Work | AR | Door & Window Work | 099 | Steel Door w/ Steel Frame (UoM: EA) | 90 | Fire Protective Rating: N/A, Single Door |  | 0 |  | 0 |  | 0 |  | 0 | 36 | w/ Hardware & Accessories |  | 0 |  | 0 | 0 | W x H=( )mm x ( )mm | 0 | 0 | 0 | 0 | 0 | 0 |  | EA | EA | A04AR099 | A04AR099-00001
A04AR099-00002 | AR | A04 | Finishing Work | AR | Door & Window Work | 099 | Steel Door w/ Steel Frame (UoM: EA) | 91 | Fire Protective Rating: N/A, Double Door |  | 0 |  | 0 |  | 0 |  | 0 | 36 | w/ Hardware & Accessories |  | 0 |  | 0 | 0 | W x H=( )mm x ( )mm | 0 | 0 | 0 | 0 | 0 | 0 |  | EA | EA | A04AR099 | A04AR099-00002
A04AR099-00003 | AR | A04 | Finishing Work | AR | Door & Window Work | 099 | Steel Door w/ Steel Frame (UoM: EA) | 93 | Fire Protective Rating: 0.5-hr, Single Door |  | 0 |  | 0 |  | 0 |  | 0 | 36 | w/ Hardware & Accessories |  | 0 |  | 0 | 0 | W x H=( )mm x ( )mm | 0 | 0 | 0 | 0 | 0 | 0 |  | EA | EA | A04AR099 | A04AR099-00003
A04AR099-00004 | AR | A04 | Finishing Work | AR | Door & Window Work | 099 | Steel Door w/ Steel Frame (UoM: EA) | 94 | Fire Protective Rating: 0.5-hr, Double Door |  | 0 |  | 0 |  | 0 |  | 0 | 36 | w/ Hardware & Accessories |  | 0 |  | 0 | 0 | W x H=( )mm x ( )mm | 0 | 0 | 0 | 0 | 0 | 0 |  | EA | EA | A04AR099 | A04AR099-00004
A04AR099-00005 | AR | A04 | Finishing Work | AR | Door & Window Work | 099 | Steel Door w/ Steel Frame (UoM: EA) | AA | Fire Protective Rating: 1-hr, Single Door |  | 0 |  | 0 |  | 0 |  | 0 | 36 | w/ Hardware & Accessories |  | 0 |  | 0 | 0 | W x H=( )mm x ( )mm | 0 | 0 | 0 | 0 | 0 | 0 |  | EA | EA | A04AR099 | A04AR099-00005
A04AR099-00006 | AR | A04 | Finishing Work | AR | Door & Window Work | 099 | Steel Door w/ Steel Frame (UoM: EA) | AB | Fire Protective Rating: 1-hr, Double Door |  | 0 |  | 0 |  | 0 |  | 0 | 36 | w/ Hardware & Accessories |  | 0 |  | 0 | 0 | W x H=( )mm x ( )mm | 0 | 0 | 0 | 0 | 0 | 0 |  | EA | EA | A04AR099 | A04AR099-00006
A04AR099-00007 | AR | A04 | Finishing Work | AR | Door & Window Work | 099 | Steel Door w/ Steel Frame (UoM: EA) | AD | Fire Protective Rating: 1.5-hrs, Single Door |  | 0 |  | 0 |  | 0 |  | 0 | 36 | w/ Hardware & Accessories |  | 0 |  | 0 | 0 | W x H=( )mm x ( )mm | 0 | 0 | 0 | 0 | 0 | 0 |  | EA | EA | A04AR099 | A04AR099-00007
A04AR099-00008 | AR | A04 | Finishing Work | AR | Door & Window Work | 099 | Steel Door w/ Steel Frame (UoM: EA) | AE | Fire Protective Rating: 1.5-hrs, Double Door |  | 0 |  | 0 |  | 0 |  | 0 | 36 | w/ Hardware & Accessories |  | 0 |  | 0 | 0 | W x H=( )mm x ( )mm | 0 | 0 | 0 | 0 | 0 | 0 |  | EA | EA | A04AR099 | A04AR099-00008
A04AR099-00009 | AR | A04 | Finishing Work | AR | Door & Window Work | 099 | Steel Door w/ Steel Frame (UoM: EA) | AG | Fire Protective Rating: 2-hrs, Single Door |  | 0 |  | 0 |  | 0 |  | 0 | 36 | w/ Hardware & Accessories |  | 0 |  | 0 | 0 | W x H=( )mm x ( )mm | 0 | 0 | 0 | 0 | 0 | 0 |  | EA | EA | A04AR099 | A04AR099-00009
A04AR099-00010 | AR | A04 | Finishing Work | AR | Door & Window Work | 099 | Steel Door w/ Steel Frame (UoM: EA) | AH | Fire Protective Rating: 2-hrs, Double Door |  | 0 |  | 0 |  | 0 |  | 0 | 36 | w/ Hardware & Accessories |  | 0 |  | 0 | 0 | W x H=( )mm x ( )mm | 0 | 0 | 0 | 0 | 0 | 0 |  | EA | EA | A04AR099 | A04AR099-00010
A04AR099-00011 | AR | A04 | Finishing Work | AR | Door & Window Work | 099 | Steel Door w/ Steel Frame (UoM: EA) | FJ | Fire Protective Rating: 3-hrs, Single Door |  | 0 |  | 0 |  | 0 |  | 0 | 36 | w/ Hardware & Accessories |  | 0 |  | 0 | 0 | W x H=( )mm x ( )mm | 0 | 0 | 0 | 0 | 0 | 0 |  | EA | EA | A04AR099 | A04AR099-00011
A04AR099-00012 | AR | A04 | Finishing Work | AR | Door & Window Work | 099 | Steel Door w/ Steel Frame (UoM: EA) | FK | Fire Protective Rating: 3-hrs, Double Door |  | 0 |  | 0 |  | 0 |  | 0 | 36 | w/ Hardware & Accessories |  | 0 |  | 0 | 0 | W x H=( )mm x ( )mm | 0 | 0 | 0 | 0 | 0 | 0 |  | EA | EA | A04AR099 | A04AR099-00012
A04AR100-00001 | AR | A04 | Finishing Work | AR | Door & Window Work | 100 | Steel Door w/ Steel Frame & Vision Panel for Each Leaf (UoM: M2) | 89 | Fire Protective Rating: N/A |  | 0 |  | 0 |  | 0 |  | 0 | 36 | w/ Hardware & Accessories |  | 0 |  | 0 | 0 | 0 | 0 | 0 | 0 | 0 | 0 | 0 |  | M2 | M2 | A04AR100 | A04AR100-00001
A04AR100-00002 | AR | A04 | Finishing Work | AR | Door & Window Work | 100 | Steel Door w/ Steel Frame & Vision Panel for Each Leaf (UoM: M2) | 92 | Fire Protective Rating: 0.5-hr |  | 0 |  | 0 |  | 0 |  | 0 | 36 | w/ Hardware & Accessories |  | 0 |  | 0 | 0 | 0 | 0 | 0 | 0 | 0 | 0 | 0 |  | M2 | M2 | A04AR100 | A04AR100-00002
A04AR100-00003 | AR | A04 | Finishing Work | AR | Door & Window Work | 100 | Steel Door w/ Steel Frame & Vision Panel for Each Leaf (UoM: M2) | 95 | Fire Protective Rating: 1-hr |  | 0 |  | 0 |  | 0 |  | 0 | 36 | w/ Hardware & Accessories |  | 0 |  | 0 | 0 | 0 | 0 | 0 | 0 | 0 | 0 | 0 |  | M2 | M2 | A04AR100 | A04AR100-00003
A04AR100-00004 | AR | A04 | Finishing Work | AR | Door & Window Work | 100 | Steel Door w/ Steel Frame & Vision Panel for Each Leaf (UoM: M2) | AC | Fire Protective Rating: 1.5-hrs |  | 0 |  | 0 |  | 0 |  | 0 | 36 | w/ Hardware & Accessories |  | 0 |  | 0 | 0 | 0 | 0 | 0 | 0 | 0 | 0 | 0 |  | M2 | M2 | A04AR100 | A04AR100-00004
A04AR100-00005 | AR | A04 | Finishing Work | AR | Door & Window Work | 100 | Steel Door w/ Steel Frame & Vision Panel for Each Leaf (UoM: M2) | AF | Fire Protective Rating: 2-hrs |  | 0 |  | 0 |  | 0 |  | 0 | 36 | w/ Hardware & Accessories |  | 0 |  | 0 | 0 | 0 | 0 | 0 | 0 | 0 | 0 | 0 |  | M2 | M2 | A04AR100 | A04AR100-00005
A04AR100-00006 | AR | A04 | Finishing Work | AR | Door & Window Work | 100 | Steel Door w/ Steel Frame & Vision Panel for Each Leaf (UoM: M2) | FH | Fire Protective Rating: 3-hrs |  | 0 |  | 0 |  | 0 |  | 0 | 36 | w/ Hardware & Accessories |  | 0 |  | 0 | 0 | 0 | 0 | 0 | 0 | 0 | 0 | 0 |  | M2 | M2 | A04AR100 | A04AR100-00006
A04AR101-00001 | AR | A04 | Finishing Work | AR | Door & Window Work | 101 | Steel Door w/ Steel Frame & Vision Panel for Each Leaf (UoM: EA) | 90 | Fire Protective Rating: N/A, Single Door |  | 0 |  | 0 |  | 0 |  | 0 | 36 | w/ Hardware & Accessories |  | 0 |  | 0 | 0 | W x H=( )mm x ( )mm | 0 | 0 | 0 | 0 | 0 | 0 |  | EA | EA | A04AR101 | A04AR101-00001
A04AR101-00002 | AR | A04 | Finishing Work | AR | Door & Window Work | 101 | Steel Door w/ Steel Frame & Vision Panel for Each Leaf (UoM: EA) | 91 | Fire Protective Rating: N/A, Double Door |  | 0 |  | 0 |  | 0 |  | 0 | 36 | w/ Hardware & Accessories |  | 0 |  | 0 | 0 | W x H=( )mm x ( )mm | 0 | 0 | 0 | 0 | 0 | 0 |  | EA | EA | A04AR101 | A04AR101-00002
A04AR101-00003 | AR | A04 | Finishing Work | AR | Door & Window Work | 101 | Steel Door w/ Steel Frame & Vision Panel for Each Leaf (UoM: EA) | 93 | Fire Protective Rating: 0.5-hr, Single Door |  | 0 |  | 0 |  | 0 |  | 0 | 36 | w/ Hardware & Accessories |  | 0 |  | 0 | 0 | W x H=( )mm x ( )mm | 0 | 0 | 0 | 0 | 0 | 0 |  | EA | EA | A04AR101 | A04AR101-00003
A04AR101-00004 | AR | A04 | Finishing Work | AR | Door & Window Work | 101 | Steel Door w/ Steel Frame & Vision Panel for Each Leaf (UoM: EA) | 94 | Fire Protective Rating: 0.5-hr, Double Door |  | 0 |  | 0 |  | 0 |  | 0 | 36 | w/ Hardware & Accessories |  | 0 |  | 0 | 0 | W x H=( )mm x ( )mm | 0 | 0 | 0 | 0 | 0 | 0 |  | EA | EA | A04AR101 | A04AR101-00004
A04AR101-00005 | AR | A04 | Finishing Work | AR | Door & Window Work | 101 | Steel Door w/ Steel Frame & Vision Panel for Each Leaf (UoM: EA) | AA | Fire Protective Rating: 1-hr, Single Door |  | 0 |  | 0 |  | 0 |  | 0 | 36 | w/ Hardware & Accessories |  | 0 |  | 0 | 0 | W x H=( )mm x ( )mm | 0 | 0 | 0 | 0 | 0 | 0 |  | EA | EA | A04AR101 | A04AR101-00005
A04AR101-00006 | AR | A04 | Finishing Work | AR | Door & Window Work | 101 | Steel Door w/ Steel Frame & Vision Panel for Each Leaf (UoM: EA) | AB | Fire Protective Rating: 1-hr, Double Door |  | 0 |  | 0 |  | 0 |  | 0 | 36 | w/ Hardware & Accessories |  | 0 |  | 0 | 0 | W x H=( )mm x ( )mm | 0 | 0 | 0 | 0 | 0 | 0 |  | EA | EA | A04AR101 | A04AR101-00006
A04AR101-00007 | AR | A04 | Finishing Work | AR | Door & Window Work | 101 | Steel Door w/ Steel Frame & Vision Panel for Each Leaf (UoM: EA) | AD | Fire Protective Rating: 1.5-hrs, Single Door |  | 0 |  | 0 |  | 0 |  | 0 | 36 | w/ Hardware & Accessories |  | 0 |  | 0 | 0 | W x H=( )mm x ( )mm | 0 | 0 | 0 | 0 | 0 | 0 |  | EA | EA | A04AR101 | A04AR101-00007
A04AR101-00008 | AR | A04 | Finishing Work | AR | Door & Window Work | 101 | Steel Door w/ Steel Frame & Vision Panel for Each Leaf (UoM: EA) | AE | Fire Protective Rating: 1.5-hrs, Double Door |  | 0 |  | 0 |  | 0 |  | 0 | 36 | w/ Hardware & Accessories |  | 0 |  | 0 | 0 | W x H=( )mm x ( )mm | 0 | 0 | 0 | 0 | 0 | 0 |  | EA | EA | A04AR101 | A04AR101-00008
A04AR101-00009 | AR | A04 | Finishing Work | AR | Door & Window Work | 101 | Steel Door w/ Steel Frame & Vision Panel for Each Leaf (UoM: EA) | AG | Fire Protective Rating: 2-hrs, Single Door |  | 0 |  | 0 |  | 0 |  | 0 | 36 | w/ Hardware & Accessories |  | 0 |  | 0 | 0 | W x H=( )mm x ( )mm | 0 | 0 | 0 | 0 | 0 | 0 |  | EA | EA | A04AR101 | A04AR101-00009
A04AR101-00010 | AR | A04 | Finishing Work | AR | Door & Window Work | 101 | Steel Door w/ Steel Frame & Vision Panel for Each Leaf (UoM: EA) | AH | Fire Protective Rating: 2-hrs, Double Door |  | 0 |  | 0 |  | 0 |  | 0 | 36 | w/ Hardware & Accessories |  | 0 |  | 0 | 0 | W x H=( )mm x ( )mm | 0 | 0 | 0 | 0 | 0 | 0 |  | EA | EA | A04AR101 | A04AR101-00010
A04AR101-00011 | AR | A04 | Finishing Work | AR | Door & Window Work | 101 | Steel Door w/ Steel Frame & Vision Panel for Each Leaf (UoM: EA) | FJ | Fire Protective Rating: 3-hrs, Single Door |  | 0 |  | 0 |  | 0 |  | 0 | 36 | w/ Hardware & Accessories |  | 0 |  | 0 | 0 | W x H=( )mm x ( )mm | 0 | 0 | 0 | 0 | 0 | 0 |  | EA | EA | A04AR101 | A04AR101-00011
A04AR101-00012 | AR | A04 | Finishing Work | AR | Door & Window Work | 101 | Steel Door w/ Steel Frame & Vision Panel for Each Leaf (UoM: EA) | FK | Fire Protective Rating: 3-hrs, Double Door |  | 0 |  | 0 |  | 0 |  | 0 | 36 | w/ Hardware & Accessories |  | 0 |  | 0 | 0 | W x H=( )mm x ( )mm | 0 | 0 | 0 | 0 | 0 | 0 |  | EA | EA | A04AR101 | A04AR101-00012
A04AR102-00001 | AR | A04 | Finishing Work | AR | Door & Window Work | 102 | Steel Door w/ Steel Frame & Panic Bar (UoM: M2) | 89 | Fire Protective Rating: N/A |  | 0 |  | 0 |  | 0 |  | 0 | 36 | w/ Hardware & Accessories |  | 0 |  | 0 | 0 | 0 | 0 | 0 | 0 | 0 | 0 | 0 |  | M2 | M2 | A04AR102 | A04AR102-00001
A04AR102-00002 | AR | A04 | Finishing Work | AR | Door & Window Work | 102 | Steel Door w/ Steel Frame & Panic Bar (UoM: M2) | 92 | Fire Protective Rating: 0.5-hr |  | 0 |  | 0 |  | 0 |  | 0 | 36 | w/ Hardware & Accessories |  | 0 |  | 0 | 0 | 0 | 0 | 0 | 0 | 0 | 0 | 0 |  | M2 | M2 | A04AR102 | A04AR102-00002
A04AR102-00003 | AR | A04 | Finishing Work | AR | Door & Window Work | 102 | Steel Door w/ Steel Frame & Panic Bar (UoM: M2) | 95 | Fire Protective Rating: 1-hr |  | 0 |  | 0 |  | 0 |  | 0 | 36 | w/ Hardware & Accessories |  | 0 |  | 0 | 0 | 0 | 0 | 0 | 0 | 0 | 0 | 0 |  | M2 | M2 | A04AR102 | A04AR102-00003
A04AR102-00004 | AR | A04 | Finishing Work | AR | Door & Window Work | 102 | Steel Door w/ Steel Frame & Panic Bar (UoM: M2) | AC | Fire Protective Rating: 1.5-hrs |  | 0 |  | 0 |  | 0 |  | 0 | 36 | w/ Hardware & Accessories |  | 0 |  | 0 | 0 | 0 | 0 | 0 | 0 | 0 | 0 | 0 |  | M2 | M2 | A04AR102 | A04AR102-00004
A04AR102-00005 | AR | A04 | Finishing Work | AR | Door & Window Work | 102 | Steel Door w/ Steel Frame & Panic Bar (UoM: M2) | AF | Fire Protective Rating: 2-hrs |  | 0 |  | 0 |  | 0 |  | 0 | 36 | w/ Hardware & Accessories |  | 0 |  | 0 | 0 | 0 | 0 | 0 | 0 | 0 | 0 | 0 |  | M2 | M2 | A04AR102 | A04AR102-00005
A04AR102-00006 | AR | A04 | Finishing Work | AR | Door & Window Work | 102 | Steel Door w/ Steel Frame & Panic Bar (UoM: M2) | FH | Fire Protective Rating: 3-hrs |  | 0 |  | 0 |  | 0 |  | 0 | 36 | w/ Hardware & Accessories |  | 0 |  | 0 | 0 | 0 | 0 | 0 | 0 | 0 | 0 | 0 |  | M2 | M2 | A04AR102 | A04AR102-00006
A04AR103-00001 | AR | A04 | Finishing Work | AR | Door & Window Work | 103 | Steel Door w/ Steel Frame & Panic Bar (UoM: EA) | 90 | Fire Protective Rating: N/A, Single Door |  | 0 |  | 0 |  | 0 |  | 0 | 36 | w/ Hardware & Accessories |  | 0 |  | 0 | 0 | W x H=( )mm x ( )mm | 0 | 0 | 0 | 0 | 0 | 0 |  | EA | EA | A04AR103 | A04AR103-00001
A04AR103-00002 | AR | A04 | Finishing Work | AR | Door & Window Work | 103 | Steel Door w/ Steel Frame & Panic Bar (UoM: EA) | 91 | Fire Protective Rating: N/A, Double Door |  | 0 |  | 0 |  | 0 |  | 0 | 36 | w/ Hardware & Accessories |  | 0 |  | 0 | 0 | W x H=( )mm x ( )mm | 0 | 0 | 0 | 0 | 0 | 0 |  | EA | EA | A04AR103 | A04AR103-00002
A04AR103-00003 | AR | A04 | Finishing Work | AR | Door & Window Work | 103 | Steel Door w/ Steel Frame & Panic Bar (UoM: EA) | 93 | Fire Protective Rating: 0.5-hr, Single Door |  | 0 |  | 0 |  | 0 |  | 0 | 36 | w/ Hardware & Accessories |  | 0 |  | 0 | 0 | W x H=( )mm x ( )mm | 0 | 0 | 0 | 0 | 0 | 0 |  | EA | EA | A04AR103 | A04AR103-00003
A04AR103-00004 | AR | A04 | Finishing Work | AR | Door & Window Work | 103 | Steel Door w/ Steel Frame & Panic Bar (UoM: EA) | 94 | Fire Protective Rating: 0.5-hr, Double Door |  | 0 |  | 0 |  | 0 |  | 0 | 36 | w/ Hardware & Accessories |  | 0 |  | 0 | 0 | W x H=( )mm x ( )mm | 0 | 0 | 0 | 0 | 0 | 0 |  | EA | EA | A04AR103 | A04AR103-00004
A04AR103-00005 | AR | A04 | Finishing Work | AR | Door & Window Work | 103 | Steel Door w/ Steel Frame & Panic Bar (UoM: EA) | AA | Fire Protective Rating: 1-hr, Single Door |  | 0 |  | 0 |  | 0 |  | 0 | 36 | w/ Hardware & Accessories |  | 0 |  | 0 | 0 | W x H=( )mm x ( )mm | 0 | 0 | 0 | 0 | 0 | 0 |  | EA | EA | A04AR103 | A04AR103-00005
A04AR103-00006 | AR | A04 | Finishing Work | AR | Door & Window Work | 103 | Steel Door w/ Steel Frame & Panic Bar (UoM: EA) | AB | Fire Protective Rating: 1-hr, Double Door |  | 0 |  | 0 |  | 0 |  | 0 | 36 | w/ Hardware & Accessories |  | 0 |  | 0 | 0 | W x H=( )mm x ( )mm | 0 | 0 | 0 | 0 | 0 | 0 |  | EA | EA | A04AR103 | A04AR103-00006
A04AR103-00007 | AR | A04 | Finishing Work | AR | Door & Window Work | 103 | Steel Door w/ Steel Frame & Panic Bar (UoM: EA) | AD | Fire Protective Rating: 1.5-hrs, Single Door |  | 0 |  | 0 |  | 0 |  | 0 | 36 | w/ Hardware & Accessories |  | 0 |  | 0 | 0 | W x H=( )mm x ( )mm | 0 | 0 | 0 | 0 | 0 | 0 |  | EA | EA | A04AR103 | A04AR103-00007
A04AR103-00008 | AR | A04 | Finishing Work | AR | Door & Window Work | 103 | Steel Door w/ Steel Frame & Panic Bar (UoM: EA) | AE | Fire Protective Rating: 1.5-hrs, Double Door |  | 0 |  | 0 |  | 0 |  | 0 | 36 | w/ Hardware & Accessories |  | 0 |  | 0 | 0 | W x H=( )mm x ( )mm | 0 | 0 | 0 | 0 | 0 | 0 |  | EA | EA | A04AR103 | A04AR103-00008
A04AR103-00009 | AR | A04 | Finishing Work | AR | Door & Window Work | 103 | Steel Door w/ Steel Frame & Panic Bar (UoM: EA) | AG | Fire Protective Rating: 2-hrs, Single Door |  | 0 |  | 0 |  | 0 |  | 0 | 36 | w/ Hardware & Accessories |  | 0 |  | 0 | 0 | W x H=( )mm x ( )mm | 0 | 0 | 0 | 0 | 0 | 0 |  | EA | EA | A04AR103 | A04AR103-00009
A04AR103-00010 | AR | A04 | Finishing Work | AR | Door & Window Work | 103 | Steel Door w/ Steel Frame & Panic Bar (UoM: EA) | AH | Fire Protective Rating: 2-hrs, Double Door |  | 0 |  | 0 |  | 0 |  | 0 | 36 | w/ Hardware & Accessories |  | 0 |  | 0 | 0 | W x H=( )mm x ( )mm | 0 | 0 | 0 | 0 | 0 | 0 |  | EA | EA | A04AR103 | A04AR103-00010
A04AR103-00011 | AR | A04 | Finishing Work | AR | Door & Window Work | 103 | Steel Door w/ Steel Frame & Panic Bar (UoM: EA) | FJ | Fire Protective Rating: 3-hrs, Single Door |  | 0 |  | 0 |  | 0 |  | 0 | 36 | w/ Hardware & Accessories |  | 0 |  | 0 | 0 | W x H=( )mm x ( )mm | 0 | 0 | 0 | 0 | 0 | 0 |  | EA | EA | A04AR103 | A04AR103-00011
A04AR103-00012 | AR | A04 | Finishing Work | AR | Door & Window Work | 103 | Steel Door w/ Steel Frame & Panic Bar (UoM: EA) | FK | Fire Protective Rating: 3-hrs, Double Door |  | 0 |  | 0 |  | 0 |  | 0 | 36 | w/ Hardware & Accessories |  | 0 |  | 0 | 0 | W x H=( )mm x ( )mm | 0 | 0 | 0 | 0 | 0 | 0 |  | EA | EA | A04AR103 | A04AR103-00012
A04AR104-00001 | AR | A04 | Finishing Work | AR | Door & Window Work | 104 | Steel Door w/ Steel Frame, Panic Bar & Vision Panel for Each Leaf (UoM: M2) | 89 | Fire Protective Rating: N/A |  | 0 |  | 0 |  | 0 |  | 0 | 36 | w/ Hardware & Accessories |  | 0 |  | 0 | 0 | 0 | 0 | 0 | 0 | 0 | 0 | 0 |  | M2 | M2 | A04AR104 | A04AR104-00001
A04AR104-00002 | AR | A04 | Finishing Work | AR | Door & Window Work | 104 | Steel Door w/ Steel Frame, Panic Bar & Vision Panel for Each Leaf (UoM: M2) | 92 | Fire Protective Rating: 0.5-hr |  | 0 |  | 0 |  | 0 |  | 0 | 36 | w/ Hardware & Accessories |  | 0 |  | 0 | 0 | 0 | 0 | 0 | 0 | 0 | 0 | 0 |  | M2 | M2 | A04AR104 | A04AR104-00002
A04AR104-00003 | AR | A04 | Finishing Work | AR | Door & Window Work | 104 | Steel Door w/ Steel Frame, Panic Bar & Vision Panel for Each Leaf (UoM: M2) | 95 | Fire Protective Rating: 1-hr |  | 0 |  | 0 |  | 0 |  | 0 | 36 | w/ Hardware & Accessories |  | 0 |  | 0 | 0 | 0 | 0 | 0 | 0 | 0 | 0 | 0 |  | M2 | M2 | A04AR104 | A04AR104-00003
A04AR104-00004 | AR | A04 | Finishing Work | AR | Door & Window Work | 104 | Steel Door w/ Steel Frame, Panic Bar & Vision Panel for Each Leaf (UoM: M2) | AC | Fire Protective Rating: 1.5-hrs |  | 0 |  | 0 |  | 0 |  | 0 | 36 | w/ Hardware & Accessories |  | 0 |  | 0 | 0 | 0 | 0 | 0 | 0 | 0 | 0 | 0 |  | M2 | M2 | A04AR104 | A04AR104-00004
A04AR104-00005 | AR | A04 | Finishing Work | AR | Door & Window Work | 104 | Steel Door w/ Steel Frame, Panic Bar & Vision Panel for Each Leaf (UoM: M2) | AF | Fire Protective Rating: 2-hrs |  | 0 |  | 0 |  | 0 |  | 0 | 36 | w/ Hardware & Accessories |  | 0 |  | 0 | 0 | 0 | 0 | 0 | 0 | 0 | 0 | 0 |  | M2 | M2 | A04AR104 | A04AR104-00005
A04AR105-00001 | AR | A04 | Finishing Work | AR | Door & Window Work | 105 | Steel Door w/ Steel Frame, Panic Bar & Vision Panel for Each Leaf (UoM: EA) | 90 | Fire Protective Rating: N/A, Single Door |  | 0 |  | 0 |  | 0 |  | 0 | 36 | w/ Hardware & Accessories |  | 0 |  | 0 | 0 | W x H=( )mm x ( )mm | 0 | 0 | 0 | 0 | 0 | 0 |  | EA | EA | A04AR105 | A04AR105-00001
A04AR105-00002 | AR | A04 | Finishing Work | AR | Door & Window Work | 105 | Steel Door w/ Steel Frame, Panic Bar & Vision Panel for Each Leaf (UoM: EA) | 91 | Fire Protective Rating: N/A, Double Door |  | 0 |  | 0 |  | 0 |  | 0 | 36 | w/ Hardware & Accessories |  | 0 |  | 0 | 0 | W x H=( )mm x ( )mm | 0 | 0 | 0 | 0 | 0 | 0 |  | EA | EA | A04AR105 | A04AR105-00002
A04AR105-00003 | AR | A04 | Finishing Work | AR | Door & Window Work | 105 | Steel Door w/ Steel Frame, Panic Bar & Vision Panel for Each Leaf (UoM: EA) | 93 | Fire Protective Rating: 0.5-hr, Single Door |  | 0 |  | 0 |  | 0 |  | 0 | 36 | w/ Hardware & Accessories |  | 0 |  | 0 | 0 | W x H=( )mm x ( )mm | 0 | 0 | 0 | 0 | 0 | 0 |  | EA | EA | A04AR105 | A04AR105-00003
A04AR105-00004 | AR | A04 | Finishing Work | AR | Door & Window Work | 105 | Steel Door w/ Steel Frame, Panic Bar & Vision Panel for Each Leaf (UoM: EA) | 94 | Fire Protective Rating: 0.5-hr, Double Door |  | 0 |  | 0 |  | 0 |  | 0 | 36 | w/ Hardware & Accessories |  | 0 |  | 0 | 0 | W x H=( )mm x ( )mm | 0 | 0 | 0 | 0 | 0 | 0 |  | EA | EA | A04AR105 | A04AR105-00004
A04AR105-00005 | AR | A04 | Finishing Work | AR | Door & Window Work | 105 | Steel Door w/ Steel Frame, Panic Bar & Vision Panel for Each Leaf (UoM: EA) | AA | Fire Protective Rating: 1-hr, Single Door |  | 0 |  | 0 |  | 0 |  | 0 | 36 | w/ Hardware & Accessories |  | 0 |  | 0 | 0 | W x H=( )mm x ( )mm | 0 | 0 | 0 | 0 | 0 | 0 |  | EA | EA | A04AR105 | A04AR105-00005
A04AR105-00006 | AR | A04 | Finishing Work | AR | Door & Window Work | 105 | Steel Door w/ Steel Frame, Panic Bar & Vision Panel for Each Leaf (UoM: EA) | AB | Fire Protective Rating: 1-hr, Double Door |  | 0 |  | 0 |  | 0 |  | 0 | 36 | w/ Hardware & Accessories |  | 0 |  | 0 | 0 | W x H=( )mm x ( )mm | 0 | 0 | 0 | 0 | 0 | 0 |  | EA | EA | A04AR105 | A04AR105-00006
A04AR105-00007 | AR | A04 | Finishing Work | AR | Door & Window Work | 105 | Steel Door w/ Steel Frame, Panic Bar & Vision Panel for Each Leaf (UoM: EA) | AD | Fire Protective Rating: 1.5-hrs, Single Door |  | 0 |  | 0 |  | 0 |  | 0 | 36 | w/ Hardware & Accessories |  | 0 |  | 0 | 0 | W x H=( )mm x ( )mm | 0 | 0 | 0 | 0 | 0 | 0 |  | EA | EA | A04AR105 | A04AR105-00007
A04AR105-00008 | AR | A04 | Finishing Work | AR | Door & Window Work | 105 | Steel Door w/ Steel Frame, Panic Bar & Vision Panel for Each Leaf (UoM: EA) | AE | Fire Protective Rating: 1.5-hrs, Double Door |  | 0 |  | 0 |  | 0 |  | 0 | 36 | w/ Hardware & Accessories |  | 0 |  | 0 | 0 | W x H=( )mm x ( )mm | 0 | 0 | 0 | 0 | 0 | 0 |  | EA | EA | A04AR105 | A04AR105-00008
A04AR105-00009 | AR | A04 | Finishing Work | AR | Door & Window Work | 105 | Steel Door w/ Steel Frame, Panic Bar & Vision Panel for Each Leaf (UoM: EA) | AG | Fire Protective Rating: 2-hrs, Single Door |  | 0 |  | 0 |  | 0 |  | 0 | 36 | w/ Hardware & Accessories |  | 0 |  | 0 | 0 | W x H=( )mm x ( )mm | 0 | 0 | 0 | 0 | 0 | 0 |  | EA | EA | A04AR105 | A04AR105-00009
A04AR105-00010 | AR | A04 | Finishing Work | AR | Door & Window Work | 105 | Steel Door w/ Steel Frame, Panic Bar & Vision Panel for Each Leaf (UoM: EA) | AH | Fire Protective Rating: 2-hrs, Double Door |  | 0 |  | 0 |  | 0 |  | 0 | 36 | w/ Hardware & Accessories |  | 0 |  | 0 | 0 | W x H=( )mm x ( )mm | 0 | 0 | 0 | 0 | 0 | 0 |  | EA | EA | A04AR105 | A04AR105-00010
A04AR106-00001 | AR | A04 | Finishing Work | AR | Door & Window Work | 106 | Blast Resistant Door w/ Steel Frame (UoM: M2) | 89 | Fire Protective Rating: N/A |  | 0 |  | 0 |  | 0 |  | 0 | 36 | w/ Hardware & Accessories |  | 0 |  | 0 | 0 | 0 | 0 | 0 | 0 | 0 | Blast Load: Overpressure ( )psi, Duration ( )ms | 0 |  | M2 | M2 | A04AR106 | A04AR106-00001
A04AR106-00002 | AR | A04 | Finishing Work | AR | Door & Window Work | 106 | Blast Resistant Door w/ Steel Frame (UoM: M2) | 92 | Fire Protective Rating: 0.5-hr |  | 0 |  | 0 |  | 0 |  | 0 | 36 | w/ Hardware & Accessories |  | 0 |  | 0 | 0 | 0 | 0 | 0 | 0 | 0 | Blast Load: Overpressure ( )psi, Duration ( )ms | 0 |  | M2 | M2 | A04AR106 | A04AR106-00002
A04AR106-00003 | AR | A04 | Finishing Work | AR | Door & Window Work | 106 | Blast Resistant Door w/ Steel Frame (UoM: M2) | 95 | Fire Protective Rating: 1-hr |  | 0 |  | 0 |  | 0 |  | 0 | 36 | w/ Hardware & Accessories |  | 0 |  | 0 | 0 | 0 | 0 | 0 | 0 | 0 | Blast Load: Overpressure ( )psi, Duration ( )ms | 0 |  | M2 | M2 | A04AR106 | A04AR106-00003
A04AR106-00004 | AR | A04 | Finishing Work | AR | Door & Window Work | 106 | Blast Resistant Door w/ Steel Frame (UoM: M2) | AC | Fire Protective Rating: 1.5-hrs |  | 0 |  | 0 |  | 0 |  | 0 | 36 | w/ Hardware & Accessories |  | 0 |  | 0 | 0 | 0 | 0 | 0 | 0 | 0 | Blast Load: Overpressure ( )psi, Duration ( )ms | 0 |  | M2 | M2 | A04AR106 | A04AR106-00004
A04AR106-00005 | AR | A04 | Finishing Work | AR | Door & Window Work | 106 | Blast Resistant Door w/ Steel Frame (UoM: M2) | AF | Fire Protective Rating: 2-hrs |  | 0 |  | 0 |  | 0 |  | 0 | 36 | w/ Hardware & Accessories |  | 0 |  | 0 | 0 | 0 | 0 | 0 | 0 | 0 | Blast Load: Overpressure ( )psi, Duration ( )ms | 0 |  | M2 | M2 | A04AR106 | A04AR106-00005
A04AR106-00006 | AR | A04 | Finishing Work | AR | Door & Window Work | 106 | Blast Resistant Door w/ Steel Frame (UoM: M2) | FH | Fire Protective Rating: 3-hrs |  | 0 |  | 0 |  | 0 |  | 0 | 36 | w/ Hardware & Accessories |  | 0 |  | 0 | 0 | 0 | 0 | 0 | 0 | 0 | Blast Load: Overpressure ( )psi, Duration ( )ms | 0 |  | M2 | M2 | A04AR106 | A04AR106-00006
A04AR107-00001 | AR | A04 | Finishing Work | AR | Door & Window Work | 107 | Blast Resistant Door w/ Steel Frame (UoM: EA) | 90 | Fire Protective Rating: N/A, Single Door |  | 0 |  | 0 |  | 0 |  | 0 | 36 | w/ Hardware & Accessories |  | 0 |  | 0 | 0 | W x H=( )mm x ( )mm | 0 | 0 | 0 | 0 | Blast Load: Overpressure ( )psi, Duration ( )ms | 0 |  | EA | EA | A04AR107 | A04AR107-00001
A04AR107-00002 | AR | A04 | Finishing Work | AR | Door & Window Work | 107 | Blast Resistant Door w/ Steel Frame (UoM: EA) | 91 | Fire Protective Rating: N/A, Double Door |  | 0 |  | 0 |  | 0 |  | 0 | 36 | w/ Hardware & Accessories |  | 0 |  | 0 | 0 | W x H=( )mm x ( )mm | 0 | 0 | 0 | 0 | Blast Load: Overpressure ( )psi, Duration ( )ms | 0 |  | EA | EA | A04AR107 | A04AR107-00002
A04AR107-00003 | AR | A04 | Finishing Work | AR | Door & Window Work | 107 | Blast Resistant Door w/ Steel Frame (UoM: EA) | 93 | Fire Protective Rating: 0.5-hr, Single Door |  | 0 |  | 0 |  | 0 |  | 0 | 36 | w/ Hardware & Accessories |  | 0 |  | 0 | 0 | W x H=( )mm x ( )mm | 0 | 0 | 0 | 0 | Blast Load: Overpressure ( )psi, Duration ( )ms | 0 |  | EA | EA | A04AR107 | A04AR107-00003
A04AR107-00004 | AR | A04 | Finishing Work | AR | Door & Window Work | 107 | Blast Resistant Door w/ Steel Frame (UoM: EA) | 94 | Fire Protective Rating: 0.5-hr, Double Door |  | 0 |  | 0 |  | 0 |  | 0 | 36 | w/ Hardware & Accessories |  | 0 |  | 0 | 0 | W x H=( )mm x ( )mm | 0 | 0 | 0 | 0 | Blast Load: Overpressure ( )psi, Duration ( )ms | 0 |  | EA | EA | A04AR107 | A04AR107-00004
A04AR107-00005 | AR | A04 | Finishing Work | AR | Door & Window Work | 107 | Blast Resistant Door w/ Steel Frame (UoM: EA) | AA | Fire Protective Rating: 1-hr, Single Door |  | 0 |  | 0 |  | 0 |  | 0 | 36 | w/ Hardware & Accessories |  | 0 |  | 0 | 0 | W x H=( )mm x ( )mm | 0 | 0 | 0 | 0 | Blast Load: Overpressure ( )psi, Duration ( )ms | 0 |  | EA | EA | A04AR107 | A04AR107-00005
A04AR107-00006 | AR | A04 | Finishing Work | AR | Door & Window Work | 107 | Blast Resistant Door w/ Steel Frame (UoM: EA) | AB | Fire Protective Rating: 1-hr, Double Door |  | 0 |  | 0 |  | 0 |  | 0 | 36 | w/ Hardware & Accessories |  | 0 |  | 0 | 0 | W x H=( )mm x ( )mm | 0 | 0 | 0 | 0 | Blast Load: Overpressure ( )psi, Duration ( )ms | 0 |  | EA | EA | A04AR107 | A04AR107-00006
A04AR107-00007 | AR | A04 | Finishing Work | AR | Door & Window Work | 107 | Blast Resistant Door w/ Steel Frame (UoM: EA) | AD | Fire Protective Rating: 1.5-hrs, Single Door |  | 0 |  | 0 |  | 0 |  | 0 | 36 | w/ Hardware & Accessories |  | 0 |  | 0 | 0 | W x H=( )mm x ( )mm | 0 | 0 | 0 | 0 | Blast Load: Overpressure ( )psi, Duration ( )ms | 0 |  | EA | EA | A04AR107 | A04AR107-00007
A04AR107-00008 | AR | A04 | Finishing Work | AR | Door & Window Work | 107 | Blast Resistant Door w/ Steel Frame (UoM: EA) | AE | Fire Protective Rating: 1.5-hrs, Double Door |  | 0 |  | 0 |  | 0 |  | 0 | 36 | w/ Hardware & Accessories |  | 0 |  | 0 | 0 | W x H=( )mm x ( )mm | 0 | 0 | 0 | 0 | Blast Load: Overpressure ( )psi, Duration ( )ms | 0 |  | EA | EA | A04AR107 | A04AR107-00008
A04AR107-00009 | AR | A04 | Finishing Work | AR | Door & Window Work | 107 | Blast Resistant Door w/ Steel Frame (UoM: EA) | AG | Fire Protective Rating: 2-hrs, Single Door |  | 0 |  | 0 |  | 0 |  | 0 | 36 | w/ Hardware & Accessories |  | 0 |  | 0 | 0 | W x H=( )mm x ( )mm | 0 | 0 | 0 | 0 | Blast Load: Overpressure ( )psi, Duration ( )ms | 0 |  | EA | EA | A04AR107 | A04AR107-00009
A04AR107-00010 | AR | A04 | Finishing Work | AR | Door & Window Work | 107 | Blast Resistant Door w/ Steel Frame (UoM: EA) | AH | Fire Protective Rating: 2-hrs, Double Door |  | 0 |  | 0 |  | 0 |  | 0 | 36 | w/ Hardware & Accessories |  | 0 |  | 0 | 0 | W x H=( )mm x ( )mm | 0 | 0 | 0 | 0 | Blast Load: Overpressure ( )psi, Duration ( )ms | 0 |  | EA | EA | A04AR107 | A04AR107-00010
A04AR107-00011 | AR | A04 | Finishing Work | AR | Door & Window Work | 107 | Blast Resistant Door w/ Steel Frame (UoM: EA) | FJ | Fire Protective Rating: 3-hrs, Single Door |  | 0 |  | 0 |  | 0 |  | 0 | 36 | w/ Hardware & Accessories |  | 0 |  | 0 | 0 | W x H=( )mm x ( )mm | 0 | 0 | 0 | 0 | Blast Load: Overpressure ( )psi, Duration ( )ms | 0 |  | EA | EA | A04AR107 | A04AR107-00011
A04AR107-00012 | AR | A04 | Finishing Work | AR | Door & Window Work | 107 | Blast Resistant Door w/ Steel Frame (UoM: EA) | FK | Fire Protective Rating: 3-hrs, Double Door |  | 0 |  | 0 |  | 0 |  | 0 | 36 | w/ Hardware & Accessories |  | 0 |  | 0 | 0 | W x H=( )mm x ( )mm | 0 | 0 | 0 | 0 | Blast Load: Overpressure ( )psi, Duration ( )ms | 0 |  | EA | EA | A04AR107 | A04AR107-00012
A04AR108-00001 | AR | A04 | Finishing Work | AR | Door & Window Work | 108 | Blast Resistant Door w/ Steel Frame, Panic Bar (UoM: M2) | 89 | Fire Protective Rating: N/A |  | 0 |  | 0 |  | 0 |  | 0 | 36 | w/ Hardware & Accessories |  | 0 |  | 0 | 0 | 0 | 0 | 0 | 0 | 0 | Blast Load: Overpressure ( )psi, Duration ( )ms | 0 |  | M2 | M2 | A04AR108 | A04AR108-00001
A04AR108-00002 | AR | A04 | Finishing Work | AR | Door & Window Work | 108 | Blast Resistant Door w/ Steel Frame, Panic Bar (UoM: M2) | 92 | Fire Protective Rating: 0.5-hr |  | 0 |  | 0 |  | 0 |  | 0 | 36 | w/ Hardware & Accessories |  | 0 |  | 0 | 0 | 0 | 0 | 0 | 0 | 0 | Blast Load: Overpressure ( )psi, Duration ( )ms | 0 |  | M2 | M2 | A04AR108 | A04AR108-00002
A04AR108-00003 | AR | A04 | Finishing Work | AR | Door & Window Work | 108 | Blast Resistant Door w/ Steel Frame, Panic Bar (UoM: M2) | 95 | Fire Protective Rating: 1-hr |  | 0 |  | 0 |  | 0 |  | 0 | 36 | w/ Hardware & Accessories |  | 0 |  | 0 | 0 | 0 | 0 | 0 | 0 | 0 | Blast Load: Overpressure ( )psi, Duration ( )ms | 0 |  | M2 | M2 | A04AR108 | A04AR108-00003
A04AR108-00004 | AR | A04 | Finishing Work | AR | Door & Window Work | 108 | Blast Resistant Door w/ Steel Frame, Panic Bar (UoM: M2) | AC | Fire Protective Rating: 1.5-hrs |  | 0 |  | 0 |  | 0 |  | 0 | 36 | w/ Hardware & Accessories |  | 0 |  | 0 | 0 | 0 | 0 | 0 | 0 | 0 | Blast Load: Overpressure ( )psi, Duration ( )ms | 0 |  | M2 | M2 | A04AR108 | A04AR108-00004
A04AR108-00005 | AR | A04 | Finishing Work | AR | Door & Window Work | 108 | Blast Resistant Door w/ Steel Frame, Panic Bar (UoM: M2) | AF | Fire Protective Rating: 2-hrs |  | 0 |  | 0 |  | 0 |  | 0 | 36 | w/ Hardware & Accessories |  | 0 |  | 0 | 0 | 0 | 0 | 0 | 0 | 0 | Blast Load: Overpressure ( )psi, Duration ( )ms | 0 |  | M2 | M2 | A04AR108 | A04AR108-00005
A04AR108-00006 | AR | A04 | Finishing Work | AR | Door & Window Work | 108 | Blast Resistant Door w/ Steel Frame, Panic Bar (UoM: M2) | FH | Fire Protective Rating: 3-hrs |  | 0 |  | 0 |  | 0 |  | 0 | 36 | w/ Hardware & Accessories |  | 0 |  | 0 | 0 | 0 | 0 | 0 | 0 | 0 | Blast Load: Overpressure ( )psi, Duration ( )ms | 0 |  | M2 | M2 | A04AR108 | A04AR108-00006
A04AR109-00001 | AR | A04 | Finishing Work | AR | Door & Window Work | 109 | Blast Resistant Door w/ Steel Frame, Panic Bar (UoM: EA) | 90 | Fire Protective Rating: N/A, Single Door |  | 0 |  | 0 |  | 0 |  | 0 | 36 | w/ Hardware & Accessories |  | 0 |  | 0 | 0 | W x H=( )mm x ( )mm | 0 | 0 | 0 | 0 | Blast Load: Overpressure ( )psi, Duration ( )ms | 0 |  | EA | EA | A04AR109 | A04AR109-00001
A04AR109-00002 | AR | A04 | Finishing Work | AR | Door & Window Work | 109 | Blast Resistant Door w/ Steel Frame, Panic Bar (UoM: EA) | 91 | Fire Protective Rating: N/A, Double Door |  | 0 |  | 0 |  | 0 |  | 0 | 36 | w/ Hardware & Accessories |  | 0 |  | 0 | 0 | W x H=( )mm x ( )mm | 0 | 0 | 0 | 0 | Blast Load: Overpressure ( )psi, Duration ( )ms | 0 |  | EA | EA | A04AR109 | A04AR109-00002
A04AR109-00003 | AR | A04 | Finishing Work | AR | Door & Window Work | 109 | Blast Resistant Door w/ Steel Frame, Panic Bar (UoM: EA) | 93 | Fire Protective Rating: 0.5-hr, Single Door |  | 0 |  | 0 |  | 0 |  | 0 | 36 | w/ Hardware & Accessories |  | 0 |  | 0 | 0 | W x H=( )mm x ( )mm | 0 | 0 | 0 | 0 | Blast Load: Overpressure ( )psi, Duration ( )ms | 0 |  | EA | EA | A04AR109 | A04AR109-00003
A04AR109-00004 | AR | A04 | Finishing Work | AR | Door & Window Work | 109 | Blast Resistant Door w/ Steel Frame, Panic Bar (UoM: EA) | 94 | Fire Protective Rating: 0.5-hr, Double Door |  | 0 |  | 0 |  | 0 |  | 0 | 36 | w/ Hardware & Accessories |  | 0 |  | 0 | 0 | W x H=( )mm x ( )mm | 0 | 0 | 0 | 0 | Blast Load: Overpressure ( )psi, Duration ( )ms | 0 |  | EA | EA | A04AR109 | A04AR109-00004
A04AR109-00005 | AR | A04 | Finishing Work | AR | Door & Window Work | 109 | Blast Resistant Door w/ Steel Frame, Panic Bar (UoM: EA) | AA | Fire Protective Rating: 1-hr, Single Door |  | 0 |  | 0 |  | 0 |  | 0 | 36 | w/ Hardware & Accessories |  | 0 |  | 0 | 0 | W x H=( )mm x ( )mm | 0 | 0 | 0 | 0 | Blast Load: Overpressure ( )psi, Duration ( )ms | 0 |  | EA | EA | A04AR109 | A04AR109-00005
A04AR109-00006 | AR | A04 | Finishing Work | AR | Door & Window Work | 109 | Blast Resistant Door w/ Steel Frame, Panic Bar (UoM: EA) | AB | Fire Protective Rating: 1-hr, Double Door |  | 0 |  | 0 |  | 0 |  | 0 | 36 | w/ Hardware & Accessories |  | 0 |  | 0 | 0 | W x H=( )mm x ( )mm | 0 | 0 | 0 | 0 | Blast Load: Overpressure ( )psi, Duration ( )ms | 0 |  | EA | EA | A04AR109 | A04AR109-00006
A04AR109-00007 | AR | A04 | Finishing Work | AR | Door & Window Work | 109 | Blast Resistant Door w/ Steel Frame, Panic Bar (UoM: EA) | AD | Fire Protective Rating: 1.5-hrs, Single Door |  | 0 |  | 0 |  | 0 |  | 0 | 36 | w/ Hardware & Accessories |  | 0 |  | 0 | 0 | W x H=( )mm x ( )mm | 0 | 0 | 0 | 0 | Blast Load: Overpressure ( )psi, Duration ( )ms | 0 |  | EA | EA | A04AR109 | A04AR109-00007
A04AR109-00008 | AR | A04 | Finishing Work | AR | Door & Window Work | 109 | Blast Resistant Door w/ Steel Frame, Panic Bar (UoM: EA) | AE | Fire Protective Rating: 1.5-hrs, Double Door |  | 0 |  | 0 |  | 0 |  | 0 | 36 | w/ Hardware & Accessories |  | 0 |  | 0 | 0 | W x H=( )mm x ( )mm | 0 | 0 | 0 | 0 | Blast Load: Overpressure ( )psi, Duration ( )ms | 0 |  | EA | EA | A04AR109 | A04AR109-00008
A04AR109-00009 | AR | A04 | Finishing Work | AR | Door & Window Work | 109 | Blast Resistant Door w/ Steel Frame, Panic Bar (UoM: EA) | AG | Fire Protective Rating: 2-hrs, Single Door |  | 0 |  | 0 |  | 0 |  | 0 | 36 | w/ Hardware & Accessories |  | 0 |  | 0 | 0 | W x H=( )mm x ( )mm | 0 | 0 | 0 | 0 | Blast Load: Overpressure ( )psi, Duration ( )ms | 0 |  | EA | EA | A04AR109 | A04AR109-00009
A04AR109-00010 | AR | A04 | Finishing Work | AR | Door & Window Work | 109 | Blast Resistant Door w/ Steel Frame, Panic Bar (UoM: EA) | AH | Fire Protective Rating: 2-hrs, Double Door |  | 0 |  | 0 |  | 0 |  | 0 | 36 | w/ Hardware & Accessories |  | 0 |  | 0 | 0 | W x H=( )mm x ( )mm | 0 | 0 | 0 | 0 | Blast Load: Overpressure ( )psi, Duration ( )ms | 0 |  | EA | EA | A04AR109 | A04AR109-00010
A04AR109-00011 | AR | A04 | Finishing Work | AR | Door & Window Work | 109 | Blast Resistant Door w/ Steel Frame, Panic Bar (UoM: EA) | FJ | Fire Protective Rating: 3-hrs, Single Door |  | 0 |  | 0 |  | 0 |  | 0 | 36 | w/ Hardware & Accessories |  | 0 |  | 0 | 0 | W x H=( )mm x ( )mm | 0 | 0 | 0 | 0 | Blast Load: Overpressure ( )psi, Duration ( )ms | 0 |  | EA | EA | A04AR109 | A04AR109-00011
A04AR109-00012 | AR | A04 | Finishing Work | AR | Door & Window Work | 109 | Blast Resistant Door w/ Steel Frame, Panic Bar (UoM: EA) | FK | Fire Protective Rating: 3-hrs, Double Door |  | 0 |  | 0 |  | 0 |  | 0 | 36 | w/ Hardware & Accessories |  | 0 |  | 0 | 0 | W x H=( )mm x ( )mm | 0 | 0 | 0 | 0 | Blast Load: Overpressure ( )psi, Duration ( )ms | 0 |  | EA | EA | A04AR109 | A04AR109-00012
A04AR110-00001 | AR | A04 | Finishing Work | AR | Door & Window Work | 110 | Aluminum Door w/ Aluminum Frame (UoM: M2) | 89 | Fire Protective Rating: N/A |  | 0 |  | 0 |  | 0 |  | 0 | 36 | w/ Hardware & Accessories |  | 0 |  | 0 | 0 | 0 | 0 | 0 | 0 | 0 | 0 | 0 |  | M2 | M2 | A04AR110 | A04AR110-00001
A04AR110-00002 | AR | A04 | Finishing Work | AR | Door & Window Work | 110 | Aluminum Door w/ Aluminum Frame (UoM: M2) | 92 | Fire Protective Rating: 0.5-hr |  | 0 |  | 0 |  | 0 |  | 0 | 36 | w/ Hardware & Accessories |  | 0 |  | 0 | 0 | 0 | 0 | 0 | 0 | 0 | 0 | 0 |  | M2 | M2 | A04AR110 | A04AR110-00002
A04AR110-00003 | AR | A04 | Finishing Work | AR | Door & Window Work | 110 | Aluminum Door w/ Aluminum Frame (UoM: M2) | 95 | Fire Protective Rating: 1-hr |  | 0 |  | 0 |  | 0 |  | 0 | 36 | w/ Hardware & Accessories |  | 0 |  | 0 | 0 | 0 | 0 | 0 | 0 | 0 | 0 | 0 |  | M2 | M2 | A04AR110 | A04AR110-00003
A04AR110-00004 | AR | A04 | Finishing Work | AR | Door & Window Work | 110 | Aluminum Door w/ Aluminum Frame (UoM: M2) | AC | Fire Protective Rating: 1.5-hrs |  | 0 |  | 0 |  | 0 |  | 0 | 36 | w/ Hardware & Accessories |  | 0 |  | 0 | 0 | 0 | 0 | 0 | 0 | 0 | 0 | 0 |  | M2 | M2 | A04AR110 | A04AR110-00004
A04AR111-00001 | AR | A04 | Finishing Work | AR | Door & Window Work | 111 | Aluminum Door w/ Aluminum Frame (UoM: EA) | 90 | Fire Protective Rating: N/A, Single Door |  | 0 |  | 0 |  | 0 |  | 0 | 36 | w/ Hardware & Accessories |  | 0 |  | 0 | 0 | W x H=( )mm x ( )mm | 0 | 0 | 0 | 0 | 0 | 0 |  | EA | EA | A04AR111 | A04AR111-00001
A04AR111-00002 | AR | A04 | Finishing Work | AR | Door & Window Work | 111 | Aluminum Door w/ Aluminum Frame (UoM: EA) | 91 | Fire Protective Rating: N/A, Double Door |  | 0 |  | 0 |  | 0 |  | 0 | 36 | w/ Hardware & Accessories |  | 0 |  | 0 | 0 | W x H=( )mm x ( )mm | 0 | 0 | 0 | 0 | 0 | 0 |  | EA | EA | A04AR111 | A04AR111-00002
A04AR111-00003 | AR | A04 | Finishing Work | AR | Door & Window Work | 111 | Aluminum Door w/ Aluminum Frame (UoM: EA) | 93 | Fire Protective Rating: 0.5-hr, Single Door |  | 0 |  | 0 |  | 0 |  | 0 | 36 | w/ Hardware & Accessories |  | 0 |  | 0 | 0 | W x H=( )mm x ( )mm | 0 | 0 | 0 | 0 | 0 | 0 |  | EA | EA | A04AR111 | A04AR111-00003
A04AR111-00004 | AR | A04 | Finishing Work | AR | Door & Window Work | 111 | Aluminum Door w/ Aluminum Frame (UoM: EA) | 94 | Fire Protective Rating: 0.5-hr, Double Door |  | 0 |  | 0 |  | 0 |  | 0 | 36 | w/ Hardware & Accessories |  | 0 |  | 0 | 0 | W x H=( )mm x ( )mm | 0 | 0 | 0 | 0 | 0 | 0 |  | EA | EA | A04AR111 | A04AR111-00004
A04AR111-00005 | AR | A04 | Finishing Work | AR | Door & Window Work | 111 | Aluminum Door w/ Aluminum Frame (UoM: EA) | AA | Fire Protective Rating: 1-hr, Single Door |  | 0 |  | 0 |  | 0 |  | 0 | 36 | w/ Hardware & Accessories |  | 0 |  | 0 | 0 | W x H=( )mm x ( )mm | 0 | 0 | 0 | 0 | 0 | 0 |  | EA | EA | A04AR111 | A04AR111-00005
A04AR111-00006 | AR | A04 | Finishing Work | AR | Door & Window Work | 111 | Aluminum Door w/ Aluminum Frame (UoM: EA) | AB | Fire Protective Rating: 1-hr, Double Door |  | 0 |  | 0 |  | 0 |  | 0 | 36 | w/ Hardware & Accessories |  | 0 |  | 0 | 0 | W x H=( )mm x ( )mm | 0 | 0 | 0 | 0 | 0 | 0 |  | EA | EA | A04AR111 | A04AR111-00006
A04AR111-00007 | AR | A04 | Finishing Work | AR | Door & Window Work | 111 | Aluminum Door w/ Aluminum Frame (UoM: EA) | AD | Fire Protective Rating: 1.5-hrs, Single Door |  | 0 |  | 0 |  | 0 |  | 0 | 36 | w/ Hardware & Accessories |  | 0 |  | 0 | 0 | W x H=( )mm x ( )mm | 0 | 0 | 0 | 0 | 0 | 0 |  | EA | EA | A04AR111 | A04AR111-00007
A04AR111-00008 | AR | A04 | Finishing Work | AR | Door & Window Work | 111 | Aluminum Door w/ Aluminum Frame (UoM: EA) | AE | Fire Protective Rating: 1.5-hrs, Double Door |  | 0 |  | 0 |  | 0 |  | 0 | 36 | w/ Hardware & Accessories |  | 0 |  | 0 | 0 | W x H=( )mm x ( )mm | 0 | 0 | 0 | 0 | 0 | 0 |  | EA | EA | A04AR111 | A04AR111-00008
A04AR112-00001 | AR | A04 | Finishing Work | AR | Door & Window Work | 112 | Aluminum Door w/ Aluminum Frame & Vision Panel for Each Leaf (UoM: M2) | 89 | Fire Protective Rating: N/A |  | 0 |  | 0 |  | 0 |  | 0 | 36 | w/ Hardware & Accessories |  | 0 |  | 0 | 0 | 0 | 0 | 0 | 0 | 0 | 0 | 0 |  | M2 | M2 | A04AR112 | A04AR112-00001
A04AR112-00002 | AR | A04 | Finishing Work | AR | Door & Window Work | 112 | Aluminum Door w/ Aluminum Frame & Vision Panel for Each Leaf (UoM: M2) | 92 | Fire Protective Rating: 0.5-hr |  | 0 |  | 0 |  | 0 |  | 0 | 36 | w/ Hardware & Accessories |  | 0 |  | 0 | 0 | 0 | 0 | 0 | 0 | 0 | 0 | 0 |  | M2 | M2 | A04AR112 | A04AR112-00002
A04AR112-00003 | AR | A04 | Finishing Work | AR | Door & Window Work | 112 | Aluminum Door w/ Aluminum Frame & Vision Panel for Each Leaf (UoM: M2) | 95 | Fire Protective Rating: 1-hr |  | 0 |  | 0 |  | 0 |  | 0 | 36 | w/ Hardware & Accessories |  | 0 |  | 0 | 0 | 0 | 0 | 0 | 0 | 0 | 0 | 0 |  | M2 | M2 | A04AR112 | A04AR112-00003
A04AR112-00004 | AR | A04 | Finishing Work | AR | Door & Window Work | 112 | Aluminum Door w/ Aluminum Frame & Vision Panel for Each Leaf (UoM: M2) | AC | Fire Protective Rating: 1.5-hrs |  | 0 |  | 0 |  | 0 |  | 0 | 36 | w/ Hardware & Accessories |  | 0 |  | 0 | 0 | 0 | 0 | 0 | 0 | 0 | 0 | 0 |  | M2 | M2 | A04AR112 | A04AR112-00004
A04AR113-00001 | AR | A04 | Finishing Work | AR | Door & Window Work | 113 | Aluminum Door w/ Aluminum Frame & Vision Panel for Each Leaf (UoM: EA) | 90 | Fire Protective Rating: N/A, Single Door |  | 0 |  | 0 |  | 0 |  | 0 | 36 | w/ Hardware & Accessories |  | 0 |  | 0 | 0 | W x H=( )mm x ( )mm | 0 | 0 | 0 | 0 | 0 | 0 |  | EA | EA | A04AR113 | A04AR113-00001
A04AR113-00002 | AR | A04 | Finishing Work | AR | Door & Window Work | 113 | Aluminum Door w/ Aluminum Frame & Vision Panel for Each Leaf (UoM: EA) | 91 | Fire Protective Rating: N/A, Double Door |  | 0 |  | 0 |  | 0 |  | 0 | 36 | w/ Hardware & Accessories |  | 0 |  | 0 | 0 | W x H=( )mm x ( )mm | 0 | 0 | 0 | 0 | 0 | 0 |  | EA | EA | A04AR113 | A04AR113-00002
A04AR113-00003 | AR | A04 | Finishing Work | AR | Door & Window Work | 113 | Aluminum Door w/ Aluminum Frame & Vision Panel for Each Leaf (UoM: EA) | 93 | Fire Protective Rating: 0.5-hr, Single Door |  | 0 |  | 0 |  | 0 |  | 0 | 36 | w/ Hardware & Accessories |  | 0 |  | 0 | 0 | W x H=( )mm x ( )mm | 0 | 0 | 0 | 0 | 0 | 0 |  | EA | EA | A04AR113 | A04AR113-00003
A04AR113-00004 | AR | A04 | Finishing Work | AR | Door & Window Work | 113 | Aluminum Door w/ Aluminum Frame & Vision Panel for Each Leaf (UoM: EA) | 94 | Fire Protective Rating: 0.5-hr, Double Door |  | 0 |  | 0 |  | 0 |  | 0 | 36 | w/ Hardware & Accessories |  | 0 |  | 0 | 0 | W x H=( )mm x ( )mm | 0 | 0 | 0 | 0 | 0 | 0 |  | EA | EA | A04AR113 | A04AR113-00004
A04AR113-00005 | AR | A04 | Finishing Work | AR | Door & Window Work | 113 | Aluminum Door w/ Aluminum Frame & Vision Panel for Each Leaf (UoM: EA) | AA | Fire Protective Rating: 1-hr, Single Door |  | 0 |  | 0 |  | 0 |  | 0 | 36 | w/ Hardware & Accessories |  | 0 |  | 0 | 0 | W x H=( )mm x ( )mm | 0 | 0 | 0 | 0 | 0 | 0 |  | EA | EA | A04AR113 | A04AR113-00005
A04AR113-00006 | AR | A04 | Finishing Work | AR | Door & Window Work | 113 | Aluminum Door w/ Aluminum Frame & Vision Panel for Each Leaf (UoM: EA) | AB | Fire Protective Rating: 1-hr, Double Door |  | 0 |  | 0 |  | 0 |  | 0 | 36 | w/ Hardware & Accessories |  | 0 |  | 0 | 0 | W x H=( )mm x ( )mm | 0 | 0 | 0 | 0 | 0 | 0 |  | EA | EA | A04AR113 | A04AR113-00006
A04AR113-00007 | AR | A04 | Finishing Work | AR | Door & Window Work | 113 | Aluminum Door w/ Aluminum Frame & Vision Panel for Each Leaf (UoM: EA) | AD | Fire Protective Rating: 1.5-hrs, Single Door |  | 0 |  | 0 |  | 0 |  | 0 | 36 | w/ Hardware & Accessories |  | 0 |  | 0 | 0 | W x H=( )mm x ( )mm | 0 | 0 | 0 | 0 | 0 | 0 |  | EA | EA | A04AR113 | A04AR113-00007
A04AR113-00008 | AR | A04 | Finishing Work | AR | Door & Window Work | 113 | Aluminum Door w/ Aluminum Frame & Vision Panel for Each Leaf (UoM: EA) | AE | Fire Protective Rating: 1.5-hrs, Double Door |  | 0 |  | 0 |  | 0 |  | 0 | 36 | w/ Hardware & Accessories |  | 0 |  | 0 | 0 | W x H=( )mm x ( )mm | 0 | 0 | 0 | 0 | 0 | 0 |  | EA | EA | A04AR113 | A04AR113-00008
A04AR114-00001 | AR | A04 | Finishing Work | AR | Door & Window Work | 114 | Aluminum Door w/ Aluminum Frame & Panic Bar (UoM: M2) | 89 | Fire Protective Rating: N/A |  | 0 |  | 0 |  | 0 |  | 0 | 36 | w/ Hardware & Accessories |  | 0 |  | 0 | 0 | 0 | 0 | 0 | 0 | 0 | 0 | 0 |  | M2 | M2 | A04AR114 | A04AR114-00001
A04AR114-00002 | AR | A04 | Finishing Work | AR | Door & Window Work | 114 | Aluminum Door w/ Aluminum Frame & Panic Bar (UoM: M2) | 92 | Fire Protective Rating: 0.5-hr |  | 0 |  | 0 |  | 0 |  | 0 | 36 | w/ Hardware & Accessories |  | 0 |  | 0 | 0 | 0 | 0 | 0 | 0 | 0 | 0 | 0 |  | M2 | M2 | A04AR114 | A04AR114-00002
A04AR114-00003 | AR | A04 | Finishing Work | AR | Door & Window Work | 114 | Aluminum Door w/ Aluminum Frame & Panic Bar (UoM: M2) | 95 | Fire Protective Rating: 1-hr |  | 0 |  | 0 |  | 0 |  | 0 | 36 | w/ Hardware & Accessories |  | 0 |  | 0 | 0 | 0 | 0 | 0 | 0 | 0 | 0 | 0 |  | M2 | M2 | A04AR114 | A04AR114-00003
A04AR114-00004 | AR | A04 | Finishing Work | AR | Door & Window Work | 114 | Aluminum Door w/ Aluminum Frame & Panic Bar (UoM: M2) | AC | Fire Protective Rating: 1.5-hrs |  | 0 |  | 0 |  | 0 |  | 0 | 36 | w/ Hardware & Accessories |  | 0 |  | 0 | 0 | 0 | 0 | 0 | 0 | 0 | 0 | 0 |  | M2 | M2 | A04AR114 | A04AR114-00004
A04AR115-00001 | AR | A04 | Finishing Work | AR | Door & Window Work | 115 | Aluminum Door w/ Aluminum Frame & Panic Bar (UoM: EA) | 90 | Fire Protective Rating: N/A, Single Door |  | 0 |  | 0 |  | 0 |  | 0 | 36 | w/ Hardware & Accessories |  | 0 |  | 0 | 0 | W x H=( )mm x ( )mm | 0 | 0 | 0 | 0 | 0 | 0 |  | EA | EA | A04AR115 | A04AR115-00001
A04AR115-00002 | AR | A04 | Finishing Work | AR | Door & Window Work | 115 | Aluminum Door w/ Aluminum Frame & Panic Bar (UoM: EA) | 91 | Fire Protective Rating: N/A, Double Door |  | 0 |  | 0 |  | 0 |  | 0 | 36 | w/ Hardware & Accessories |  | 0 |  | 0 | 0 | W x H=( )mm x ( )mm | 0 | 0 | 0 | 0 | 0 | 0 |  | EA | EA | A04AR115 | A04AR115-00002
A04AR115-00003 | AR | A04 | Finishing Work | AR | Door & Window Work | 115 | Aluminum Door w/ Aluminum Frame & Panic Bar (UoM: EA) | 93 | Fire Protective Rating: 0.5-hr, Single Door |  | 0 |  | 0 |  | 0 |  | 0 | 36 | w/ Hardware & Accessories |  | 0 |  | 0 | 0 | W x H=( )mm x ( )mm | 0 | 0 | 0 | 0 | 0 | 0 |  | EA | EA | A04AR115 | A04AR115-00003
A04AR115-00004 | AR | A04 | Finishing Work | AR | Door & Window Work | 115 | Aluminum Door w/ Aluminum Frame & Panic Bar (UoM: EA) | 94 | Fire Protective Rating: 0.5-hr, Double Door |  | 0 |  | 0 |  | 0 |  | 0 | 36 | w/ Hardware & Accessories |  | 0 |  | 0 | 0 | W x H=( )mm x ( )mm | 0 | 0 | 0 | 0 | 0 | 0 |  | EA | EA | A04AR115 | A04AR115-00004
A04AR115-00005 | AR | A04 | Finishing Work | AR | Door & Window Work | 115 | Aluminum Door w/ Aluminum Frame & Panic Bar (UoM: EA) | AA | Fire Protective Rating: 1-hr, Single Door |  | 0 |  | 0 |  | 0 |  | 0 | 36 | w/ Hardware & Accessories |  | 0 |  | 0 | 0 | W x H=( )mm x ( )mm | 0 | 0 | 0 | 0 | 0 | 0 |  | EA | EA | A04AR115 | A04AR115-00005
A04AR115-00006 | AR | A04 | Finishing Work | AR | Door & Window Work | 115 | Aluminum Door w/ Aluminum Frame & Panic Bar (UoM: EA) | AB | Fire Protective Rating: 1-hr, Double Door |  | 0 |  | 0 |  | 0 |  | 0 | 36 | w/ Hardware & Accessories |  | 0 |  | 0 | 0 | W x H=( )mm x ( )mm | 0 | 0 | 0 | 0 | 0 | 0 |  | EA | EA | A04AR115 | A04AR115-00006
A04AR115-00007 | AR | A04 | Finishing Work | AR | Door & Window Work | 115 | Aluminum Door w/ Aluminum Frame & Panic Bar (UoM: EA) | AD | Fire Protective Rating: 1.5-hrs, Single Door |  | 0 |  | 0 |  | 0 |  | 0 | 36 | w/ Hardware & Accessories |  | 0 |  | 0 | 0 | W x H=( )mm x ( )mm | 0 | 0 | 0 | 0 | 0 | 0 |  | EA | EA | A04AR115 | A04AR115-00007
A04AR115-00008 | AR | A04 | Finishing Work | AR | Door & Window Work | 115 | Aluminum Door w/ Aluminum Frame & Panic Bar (UoM: EA) | AE | Fire Protective Rating: 1.5-hrs, Double Door |  | 0 |  | 0 |  | 0 |  | 0 | 36 | w/ Hardware & Accessories |  | 0 |  | 0 | 0 | W x H=( )mm x ( )mm | 0 | 0 | 0 | 0 | 0 | 0 |  | EA | EA | A04AR115 | A04AR115-00008
A04AR116-00001 | AR | A04 | Finishing Work | AR | Door & Window Work | 116 | Aluminum Door w/ Aluminum Frame, Panic Bar & Vision Panel for Each Leafr (UoM: M2) | 89 | Fire Protective Rating: N/A |  | 0 |  | 0 |  | 0 |  | 0 | 36 | w/ Hardware & Accessories |  | 0 |  | 0 | 0 | 0 | 0 | 0 | 0 | 0 | 0 | 0 |  | M2 | M2 | A04AR116 | A04AR116-00001
A04AR116-00002 | AR | A04 | Finishing Work | AR | Door & Window Work | 116 | Aluminum Door w/ Aluminum Frame, Panic Bar & Vision Panel for Each Leafr (UoM: M2) | 92 | Fire Protective Rating: 0.5-hr |  | 0 |  | 0 |  | 0 |  | 0 | 36 | w/ Hardware & Accessories |  | 0 |  | 0 | 0 | 0 | 0 | 0 | 0 | 0 | 0 | 0 |  | M2 | M2 | A04AR116 | A04AR116-00002
A04AR116-00003 | AR | A04 | Finishing Work | AR | Door & Window Work | 116 | Aluminum Door w/ Aluminum Frame, Panic Bar & Vision Panel for Each Leafr (UoM: M2) | 95 | Fire Protective Rating: 1-hr |  | 0 |  | 0 |  | 0 |  | 0 | 36 | w/ Hardware & Accessories |  | 0 |  | 0 | 0 | 0 | 0 | 0 | 0 | 0 | 0 | 0 |  | M2 | M2 | A04AR116 | A04AR116-00003
A04AR116-00004 | AR | A04 | Finishing Work | AR | Door & Window Work | 116 | Aluminum Door w/ Aluminum Frame, Panic Bar & Vision Panel for Each Leafr (UoM: M2) | AC | Fire Protective Rating: 1.5-hrs |  | 0 |  | 0 |  | 0 |  | 0 | 36 | w/ Hardware & Accessories |  | 0 |  | 0 | 0 | 0 | 0 | 0 | 0 | 0 | 0 | 0 |  | M2 | M2 | A04AR116 | A04AR116-00004
A04AR117-00001 | AR | A04 | Finishing Work | AR | Door & Window Work | 117 | Aluminum Door w/ Aluminum Frame, Panic Bar & Vision Panel for Each Leaf (UoM: EA) | 90 | Fire Protective Rating: N/A, Single Door |  | 0 |  | 0 |  | 0 |  | 0 | 36 | w/ Hardware & Accessories |  | 0 |  | 0 | 0 | W x H=( )mm x ( )mm | 0 | 0 | 0 | 0 | 0 | 0 |  | EA | EA | A04AR117 | A04AR117-00001
A04AR117-00002 | AR | A04 | Finishing Work | AR | Door & Window Work | 117 | Aluminum Door w/ Aluminum Frame, Panic Bar & Vision Panel for Each Leaf (UoM: EA) | 91 | Fire Protective Rating: N/A, Double Door |  | 0 |  | 0 |  | 0 |  | 0 | 36 | w/ Hardware & Accessories |  | 0 |  | 0 | 0 | W x H=( )mm x ( )mm | 0 | 0 | 0 | 0 | 0 | 0 |  | EA | EA | A04AR117 | A04AR117-00002
A04AR117-00003 | AR | A04 | Finishing Work | AR | Door & Window Work | 117 | Aluminum Door w/ Aluminum Frame, Panic Bar & Vision Panel for Each Leaf (UoM: EA) | 93 | Fire Protective Rating: 0.5-hr, Single Door |  | 0 |  | 0 |  | 0 |  | 0 | 36 | w/ Hardware & Accessories |  | 0 |  | 0 | 0 | W x H=( )mm x ( )mm | 0 | 0 | 0 | 0 | 0 | 0 |  | EA | EA | A04AR117 | A04AR117-00003
A04AR117-00004 | AR | A04 | Finishing Work | AR | Door & Window Work | 117 | Aluminum Door w/ Aluminum Frame, Panic Bar & Vision Panel for Each Leaf (UoM: EA) | 94 | Fire Protective Rating: 0.5-hr, Double Door |  | 0 |  | 0 |  | 0 |  | 0 | 36 | w/ Hardware & Accessories |  | 0 |  | 0 | 0 | W x H=( )mm x ( )mm | 0 | 0 | 0 | 0 | 0 | 0 |  | EA | EA | A04AR117 | A04AR117-00004
A04AR117-00005 | AR | A04 | Finishing Work | AR | Door & Window Work | 117 | Aluminum Door w/ Aluminum Frame, Panic Bar & Vision Panel for Each Leaf (UoM: EA) | AA | Fire Protective Rating: 1-hr, Single Door |  | 0 |  | 0 |  | 0 |  | 0 | 36 | w/ Hardware & Accessories |  | 0 |  | 0 | 0 | W x H=( )mm x ( )mm | 0 | 0 | 0 | 0 | 0 | 0 |  | EA | EA | A04AR117 | A04AR117-00005
A04AR117-00006 | AR | A04 | Finishing Work | AR | Door & Window Work | 117 | Aluminum Door w/ Aluminum Frame, Panic Bar & Vision Panel for Each Leaf (UoM: EA) | AB | Fire Protective Rating: 1-hr, Double Door |  | 0 |  | 0 |  | 0 |  | 0 | 36 | w/ Hardware & Accessories |  | 0 |  | 0 | 0 | W x H=( )mm x ( )mm | 0 | 0 | 0 | 0 | 0 | 0 |  | EA | EA | A04AR117 | A04AR117-00006
A04AR117-00007 | AR | A04 | Finishing Work | AR | Door & Window Work | 117 | Aluminum Door w/ Aluminum Frame, Panic Bar & Vision Panel for Each Leaf (UoM: EA) | AD | Fire Protective Rating: 1.5-hrs, Single Door |  | 0 |  | 0 |  | 0 |  | 0 | 36 | w/ Hardware & Accessories |  | 0 |  | 0 | 0 | W x H=( )mm x ( )mm | 0 | 0 | 0 | 0 | 0 | 0 |  | EA | EA | A04AR117 | A04AR117-00007
A04AR117-00008 | AR | A04 | Finishing Work | AR | Door & Window Work | 117 | Aluminum Door w/ Aluminum Frame, Panic Bar & Vision Panel for Each Leaf (UoM: EA) | AE | Fire Protective Rating: 1.5-hrs, Double Door |  | 0 |  | 0 |  | 0 |  | 0 | 36 | w/ Hardware & Accessories |  | 0 |  | 0 | 0 | W x H=( )mm x ( )mm | 0 | 0 | 0 | 0 | 0 | 0 |  | EA | EA | A04AR117 | A04AR117-00008
A04AR118-00001 | AR | A04 | Finishing Work | AR | Door & Window Work | 118 | Glass Door w/ SST Frame (UoM: M2) |  | 0 |  | 0 |  | 0 |  | 0 |  | 0 | 36 | w/ Hardware & Accessories |  | 0 |  | 0 | 0 | 0 | 0 | 0 | 0 | 0 | 0 | 0 |  | M2 | M2 | A04AR118 | A04AR118-00001
A04AR119-00001 | AR | A04 | Finishing Work | AR | Door & Window Work | 119 | Glass Door w/ SST Frame (UoM: EA) | AJ | Single Door |  | 0 |  | 0 |  | 0 |  | 0 | 36 | w/ Hardware & Accessories |  | 0 |  | 0 | 0 | W x H=( )mm x ( )mm | 0 | 0 | 0 | 0 | 0 | 0 |  | EA | EA | A04AR119 | A04AR119-00001
A04AR119-00002 | AR | A04 | Finishing Work | AR | Door & Window Work | 119 | Glass Door w/ SST Frame (UoM: EA) | AK | Double Door |  | 0 |  | 0 |  | 0 |  | 0 | 36 | w/ Hardware & Accessories |  | 0 |  | 0 | 0 | W x H=( )mm x ( )mm | 0 | 0 | 0 | 0 | 0 | 0 |  | EA | EA | A04AR119 | A04AR119-00002
A04AR120-00001 | AR | A04 | Finishing Work | AR | Door & Window Work | 120 | Stainless Steel Door w/ SST Frame (UoM: M2) |  | 0 |  | 0 |  | 0 |  | 0 |  | 0 | 36 | w/ Hardware & Accessories |  | 0 |  | 0 | 0 | 0 | 0 | 0 | 0 | 0 | 0 | 0 |  | M2 | M2 | A04AR120 | A04AR120-00001
A04AR121-00001 | AR | A04 | Finishing Work | AR | Door & Window Work | 121 | Stainless Steel Door w/ SST Frame (UoM: EA) | AJ | Single Door |  | 0 |  | 0 |  | 0 |  | 0 | 36 | w/ Hardware & Accessories |  | 0 |  | 0 | 0 | W x H=( )mm x ( )mm | 0 | 0 | 0 | 0 | 0 | 0 |  | EA | EA | A04AR121 | A04AR121-00001
A04AR121-00002 | AR | A04 | Finishing Work | AR | Door & Window Work | 121 | Stainless Steel Door w/ SST Frame (UoM: EA) | AK | Double Door |  | 0 |  | 0 |  | 0 |  | 0 | 36 | w/ Hardware & Accessories |  | 0 |  | 0 | 0 | W x H=( )mm x ( )mm | 0 | 0 | 0 | 0 | 0 | 0 |  | EA | EA | A04AR121 | A04AR121-00002
A04AR122-00001 | AR | A04 | Finishing Work | AR | Door & Window Work | 122 | Wood Door w/ Wood Frame (UoM: M2) |  | 0 |  | 0 |  | 0 |  | 0 |  | 0 | 36 | w/ Hardware & Accessories |  | 0 |  | 0 | 0 | 0 | 0 | 0 | 0 | 0 | 0 | 0 |  | M2 | M2 | A04AR122 | A04AR122-00001
A04AR123-00001 | AR | A04 | Finishing Work | AR | Door & Window Work | 123 | Wood Door w/ Wood Frame (UoM: EA) | AJ | Single Door |  | 0 |  | 0 |  | 0 |  | 0 | 36 | w/ Hardware & Accessories |  | 0 |  | 0 | 0 | W x H=( )mm x ( )mm | 0 | 0 | 0 | 0 | 0 | 0 |  | EA | EA | A04AR123 | A04AR123-00001
A04AR123-00002 | AR | A04 | Finishing Work | AR | Door & Window Work | 123 | Wood Door w/ Wood Frame (UoM: EA) | AK | Double Door |  | 0 |  | 0 |  | 0 |  | 0 | 36 | w/ Hardware & Accessories |  | 0 |  | 0 | 0 | W x H=( )mm x ( )mm | 0 | 0 | 0 | 0 | 0 | 0 |  | EA | EA | A04AR123 | A04AR123-00002
A04AR124-00001 | AR | A04 | Finishing Work | AR | Door & Window Work | 124 | Wood Door w/ Wood Frame & Vision Panel for Each Leaf (UoM: M2) |  | 0 |  | 0 |  | 0 |  | 0 |  | 0 | 36 | w/ Hardware & Accessories |  | 0 |  | 0 | 0 | 0 | 0 | 0 | 0 | 0 | 0 | 0 |  | M2 | M2 | A04AR124 | A04AR124-00001
A04AR125-00001 | AR | A04 | Finishing Work | AR | Door & Window Work | 125 | Wood Door w/ Wood Frame & Vision Panel for Each Leaf (UoM: EA) | AJ | Single Door |  | 0 |  | 0 |  | 0 |  | 0 | 36 | w/ Hardware & Accessories |  | 0 |  | 0 | 0 | W x H=( )mm x ( )mm | 0 | 0 | 0 | 0 | 0 | 0 |  | EA | EA | A04AR125 | A04AR125-00001
A04AR125-00002 | AR | A04 | Finishing Work | AR | Door & Window Work | 125 | Wood Door w/ Wood Frame & Vision Panel for Each Leaf (UoM: EA) | AK | Double Door |  | 0 |  | 0 |  | 0 |  | 0 | 36 | w/ Hardware & Accessories |  | 0 |  | 0 | 0 | W x H=( )mm x ( )mm | 0 | 0 | 0 | 0 | 0 | 0 |  | EA | EA | A04AR125 | A04AR125-00002
A04AR126-00001 | AR | A04 | Finishing Work | AR | Door & Window Work | 126 | Steel Roll Up Door w/ Steel Frame (UoM: M2) | AL | Fire Protective Rating: N/A, Motorized Type |  | 0 |  | 0 |  | 0 |  | 0 | 36 | w/ Hardware & Accessories |  | 0 |  | 0 | 0 | 0 | 0 | 0 | 0 | 0 | 0 | 0 |  | M2 | M2 | A04AR126 | A04AR126-00001
A04AR126-00002 | AR | A04 | Finishing Work | AR | Door & Window Work | 126 | Steel Roll Up Door w/ Steel Frame (UoM: M2) | AM | Fire Protective Rating: N/A, Manual Type |  | 0 |  | 0 |  | 0 |  | 0 | 36 | w/ Hardware & Accessories |  | 0 |  | 0 | 0 | 0 | 0 | 0 | 0 | 0 | 0 | 0 |  | M2 | M2 | A04AR126 | A04AR126-00002
A04AR126-00003 | AR | A04 | Finishing Work | AR | Door & Window Work | 126 | Steel Roll Up Door w/ Steel Frame (UoM: M2) | AN | Fire Protective Rating: 0.5-hr, Motorized Type |  | 0 |  | 0 |  | 0 |  | 0 | 36 | w/ Hardware & Accessories |  | 0 |  | 0 | 0 | 0 | 0 | 0 | 0 | 0 | 0 | 0 |  | M2 | M2 | A04AR126 | A04AR126-00003
A04AR126-00004 | AR | A04 | Finishing Work | AR | Door & Window Work | 126 | Steel Roll Up Door w/ Steel Frame (UoM: M2) | AP | Fire Protective Rating: 0.5-hr, Manual Type |  | 0 |  | 0 |  | 0 |  | 0 | 36 | w/ Hardware & Accessories |  | 0 |  | 0 | 0 | 0 | 0 | 0 | 0 | 0 | 0 | 0 |  | M2 | M2 | A04AR126 | A04AR126-00004
A04AR126-00005 | AR | A04 | Finishing Work | AR | Door & Window Work | 126 | Steel Roll Up Door w/ Steel Frame (UoM: M2) | AQ | Fire Protective Rating: 1-hr, Motorized Type |  | 0 |  | 0 |  | 0 |  | 0 | 36 | w/ Hardware & Accessories |  | 0 |  | 0 | 0 | 0 | 0 | 0 | 0 | 0 | 0 | 0 |  | M2 | M2 | A04AR126 | A04AR126-00005
A04AR126-00006 | AR | A04 | Finishing Work | AR | Door & Window Work | 126 | Steel Roll Up Door w/ Steel Frame (UoM: M2) | AR | Fire Protective Rating: 1-hr, Manual Type |  | 0 |  | 0 |  | 0 |  | 0 | 36 | w/ Hardware & Accessories |  | 0 |  | 0 | 0 | 0 | 0 | 0 | 0 | 0 | 0 | 0 |  | M2 | M2 | A04AR126 | A04AR126-00006
A04AR126-00007 | AR | A04 | Finishing Work | AR | Door & Window Work | 126 | Steel Roll Up Door w/ Steel Frame (UoM: M2) | AS | Fire Protective Rating: 1.5-hrs, Motorized Type |  | 0 |  | 0 |  | 0 |  | 0 | 36 | w/ Hardware & Accessories |  | 0 |  | 0 | 0 | 0 | 0 | 0 | 0 | 0 | 0 | 0 |  | M2 | M2 | A04AR126 | A04AR126-00007
A04AR126-00008 | AR | A04 | Finishing Work | AR | Door & Window Work | 126 | Steel Roll Up Door w/ Steel Frame (UoM: M2) | AT | Fire Protective Rating: 1.5-hrs, Manual Type |  | 0 |  | 0 |  | 0 |  | 0 | 36 | w/ Hardware & Accessories |  | 0 |  | 0 | 0 | 0 | 0 | 0 | 0 | 0 | 0 | 0 |  | M2 | M2 | A04AR126 | A04AR126-00008
A04AR126-00009 | AR | A04 | Finishing Work | AR | Door & Window Work | 126 | Steel Roll Up Door w/ Steel Frame (UoM: M2) | AU | Fire Protective Rating: 2-hrs, Motorized Type |  | 0 |  | 0 |  | 0 |  | 0 | 36 | w/ Hardware & Accessories |  | 0 |  | 0 | 0 | 0 | 0 | 0 | 0 | 0 | 0 | 0 |  | M2 | M2 | A04AR126 | A04AR126-00009
A04AR126-00010 | AR | A04 | Finishing Work | AR | Door & Window Work | 126 | Steel Roll Up Door w/ Steel Frame (UoM: M2) | AV | Fire Protective Rating: 2-hrs, Manual Type |  | 0 |  | 0 |  | 0 |  | 0 | 36 | w/ Hardware & Accessories |  | 0 |  | 0 | 0 | 0 | 0 | 0 | 0 | 0 | 0 | 0 |  | M2 | M2 | A04AR126 | A04AR126-00010
A04AR127-00001 | AR | A04 | Finishing Work | AR | Door & Window Work | 127 | Steel Roll Up Door w/ Steel Frame (UoM: EA) | AL | Fire Protective Rating: N/A, Motorized Type |  | 0 |  | 0 |  | 0 |  | 0 | 36 | w/ Hardware & Accessories |  | 0 |  | 0 | 0 | W x H=( )mm x ( )mm | 0 | 0 | 0 | 0 | 0 | 0 |  | EA | EA | A04AR127 | A04AR127-00001
A04AR127-00002 | AR | A04 | Finishing Work | AR | Door & Window Work | 127 | Steel Roll Up Door w/ Steel Frame (UoM: EA) | AM | Fire Protective Rating: N/A, Manual Type |  | 0 |  | 0 |  | 0 |  | 0 | 36 | w/ Hardware & Accessories |  | 0 |  | 0 | 0 | W x H=( )mm x ( )mm | 0 | 0 | 0 | 0 | 0 | 0 |  | EA | EA | A04AR127 | A04AR127-00002
A04AR127-00003 | AR | A04 | Finishing Work | AR | Door & Window Work | 127 | Steel Roll Up Door w/ Steel Frame (UoM: EA) | AN | Fire Protective Rating: 0.5-hr, Motorized Type |  | 0 |  | 0 |  | 0 |  | 0 | 36 | w/ Hardware & Accessories |  | 0 |  | 0 | 0 | W x H=( )mm x ( )mm | 0 | 0 | 0 | 0 | 0 | 0 |  | EA | EA | A04AR127 | A04AR127-00003
A04AR127-00004 | AR | A04 | Finishing Work | AR | Door & Window Work | 127 | Steel Roll Up Door w/ Steel Frame (UoM: EA) | AP | Fire Protective Rating: 0.5-hr, Manual Type |  | 0 |  | 0 |  | 0 |  | 0 | 36 | w/ Hardware & Accessories |  | 0 |  | 0 | 0 | W x H=( )mm x ( )mm | 0 | 0 | 0 | 0 | 0 | 0 |  | EA | EA | A04AR127 | A04AR127-00004
A04AR127-00005 | AR | A04 | Finishing Work | AR | Door & Window Work | 127 | Steel Roll Up Door w/ Steel Frame (UoM: EA) | AQ | Fire Protective Rating: 1-hr, Motorized Type |  | 0 |  | 0 |  | 0 |  | 0 | 36 | w/ Hardware & Accessories |  | 0 |  | 0 | 0 | W x H=( )mm x ( )mm | 0 | 0 | 0 | 0 | 0 | 0 |  | EA | EA | A04AR127 | A04AR127-00005
A04AR127-00006 | AR | A04 | Finishing Work | AR | Door & Window Work | 127 | Steel Roll Up Door w/ Steel Frame (UoM: EA) | AR | Fire Protective Rating: 1-hr, Manual Type |  | 0 |  | 0 |  | 0 |  | 0 | 36 | w/ Hardware & Accessories |  | 0 |  | 0 | 0 | W x H=( )mm x ( )mm | 0 | 0 | 0 | 0 | 0 | 0 |  | EA | EA | A04AR127 | A04AR127-00006
A04AR127-00007 | AR | A04 | Finishing Work | AR | Door & Window Work | 127 | Steel Roll Up Door w/ Steel Frame (UoM: EA) | AS | Fire Protective Rating: 1.5-hrs, Motorized Type |  | 0 |  | 0 |  | 0 |  | 0 | 36 | w/ Hardware & Accessories |  | 0 |  | 0 | 0 | W x H=( )mm x ( )mm | 0 | 0 | 0 | 0 | 0 | 0 |  | EA | EA | A04AR127 | A04AR127-00007
A04AR127-00008 | AR | A04 | Finishing Work | AR | Door & Window Work | 127 | Steel Roll Up Door w/ Steel Frame (UoM: EA) | AT | Fire Protective Rating: 1.5-hrs, Manual Type |  | 0 |  | 0 |  | 0 |  | 0 | 36 | w/ Hardware & Accessories |  | 0 |  | 0 | 0 | W x H=( )mm x ( )mm | 0 | 0 | 0 | 0 | 0 | 0 |  | EA | EA | A04AR127 | A04AR127-00008
A04AR127-00009 | AR | A04 | Finishing Work | AR | Door & Window Work | 127 | Steel Roll Up Door w/ Steel Frame (UoM: EA) | AU | Fire Protective Rating: 2-hrs, Motorized Type |  | 0 |  | 0 |  | 0 |  | 0 | 36 | w/ Hardware & Accessories |  | 0 |  | 0 | 0 | W x H=( )mm x ( )mm | 0 | 0 | 0 | 0 | 0 | 0 |  | EA | EA | A04AR127 | A04AR127-00009
A04AR127-00010 | AR | A04 | Finishing Work | AR | Door & Window Work | 127 | Steel Roll Up Door w/ Steel Frame (UoM: EA) | AV | Fire Protective Rating: 2-hrs, Manual Type |  | 0 |  | 0 |  | 0 |  | 0 | 36 | w/ Hardware & Accessories |  | 0 |  | 0 | 0 | W x H=( )mm x ( )mm | 0 | 0 | 0 | 0 | 0 | 0 |  | EA | EA | A04AR127 | A04AR127-00010
A04AR128-00001 | AR | A04 | Finishing Work | AR | Door & Window Work | 128 | Blast Resistant Roll Up Door w/ Steel Frame (UoM: M2) | AL | Fire Protective Rating: N/A, Motorized Type |  | 0 |  | 0 |  | 0 |  | 0 | 36 | w/ Hardware & Accessories |  | 0 |  | 0 | 0 | 0 | 0 | 0 | 0 | 0 | Blast Load: Overpressure ( )psi, Duration ( )ms | 0 |  | M2 | M2 | A04AR128 | A04AR128-00001
A04AR128-00002 | AR | A04 | Finishing Work | AR | Door & Window Work | 128 | Blast Resistant Roll Up Door w/ Steel Frame (UoM: M2) | AM | Fire Protective Rating: N/A, Manual Type |  | 0 |  | 0 |  | 0 |  | 0 | 36 | w/ Hardware & Accessories |  | 0 |  | 0 | 0 | 0 | 0 | 0 | 0 | 0 | Blast Load: Overpressure ( )psi, Duration ( )ms | 0 |  | M2 | M2 | A04AR128 | A04AR128-00002
A04AR128-00003 | AR | A04 | Finishing Work | AR | Door & Window Work | 128 | Blast Resistant Roll Up Door w/ Steel Frame (UoM: M2) | AQ | Fire Protective Rating: 1-hr, Motorized Type |  | 0 |  | 0 |  | 0 |  | 0 | 36 | w/ Hardware & Accessories |  | 0 |  | 0 | 0 | 0 | 0 | 0 | 0 | 0 | Blast Load: Overpressure ( )psi, Duration ( )ms | 0 |  | M2 | M2 | A04AR128 | A04AR128-00003
A04AR128-00004 | AR | A04 | Finishing Work | AR | Door & Window Work | 128 | Blast Resistant Roll Up Door w/ Steel Frame (UoM: M2) | AR | Fire Protective Rating: 1-hr, Manual Type |  | 0 |  | 0 |  | 0 |  | 0 | 36 | w/ Hardware & Accessories |  | 0 |  | 0 | 0 | 0 | 0 | 0 | 0 | 0 | Blast Load: Overpressure ( )psi, Duration ( )ms | 0 |  | M2 | M2 | A04AR128 | A04AR128-00004
A04AR128-00005 | AR | A04 | Finishing Work | AR | Door & Window Work | 128 | Blast Resistant Roll Up Door w/ Steel Frame (UoM: M2) | AU | Fire Protective Rating: 2-hrs, Motorized Type |  | 0 |  | 0 |  | 0 |  | 0 | 36 | w/ Hardware & Accessories |  | 0 |  | 0 | 0 | 0 | 0 | 0 | 0 | 0 | Blast Load: Overpressure ( )psi, Duration ( )ms | 0 |  | M2 | M2 | A04AR128 | A04AR128-00005
A04AR128-00006 | AR | A04 | Finishing Work | AR | Door & Window Work | 128 | Blast Resistant Roll Up Door w/ Steel Frame (UoM: M2) | AV | Fire Protective Rating: 2-hrs, Manual Type |  | 0 |  | 0 |  | 0 |  | 0 | 36 | w/ Hardware & Accessories |  | 0 |  | 0 | 0 | 0 | 0 | 0 | 0 | 0 | Blast Load: Overpressure ( )psi, Duration ( )ms | 0 |  | M2 | M2 | A04AR128 | A04AR128-00006
A04AR129-00001 | AR | A04 | Finishing Work | AR | Door & Window Work | 129 | Blast Resistant Roll Up Door w/ Steel Frame (UoM: EA) | AL | Fire Protective Rating: N/A, Motorized Type |  | 0 |  | 0 |  | 0 |  | 0 | 36 | w/ Hardware & Accessories |  | 0 |  | 0 | 0 | W x H=( )mm x ( )mm | 0 | 0 | 0 | 0 | Blast Load: Overpressure ( )psi, Duration ( )ms | 0 |  | EA | EA | A04AR129 | A04AR129-00001
A04AR129-00002 | AR | A04 | Finishing Work | AR | Door & Window Work | 129 | Blast Resistant Roll Up Door w/ Steel Frame (UoM: EA) | AM | Fire Protective Rating: N/A, Manual Type |  | 0 |  | 0 |  | 0 |  | 0 | 36 | w/ Hardware & Accessories |  | 0 |  | 0 | 0 | W x H=( )mm x ( )mm | 0 | 0 | 0 | 0 | Blast Load: Overpressure ( )psi, Duration ( )ms | 0 |  | EA | EA | A04AR129 | A04AR129-00002
A04AR129-00003 | AR | A04 | Finishing Work | AR | Door & Window Work | 129 | Blast Resistant Roll Up Door w/ Steel Frame (UoM: EA) | AQ | Fire Protective Rating: 1-hr, Motorized Type |  | 0 |  | 0 |  | 0 |  | 0 | 36 | w/ Hardware & Accessories |  | 0 |  | 0 | 0 | W x H=( )mm x ( )mm | 0 | 0 | 0 | 0 | Blast Load: Overpressure ( )psi, Duration ( )ms | 0 |  | EA | EA | A04AR129 | A04AR129-00003
A04AR129-00004 | AR | A04 | Finishing Work | AR | Door & Window Work | 129 | Blast Resistant Roll Up Door w/ Steel Frame (UoM: EA) | AR | Fire Protective Rating: 1-hr, Manual Type |  | 0 |  | 0 |  | 0 |  | 0 | 36 | w/ Hardware & Accessories |  | 0 |  | 0 | 0 | W x H=( )mm x ( )mm | 0 | 0 | 0 | 0 | Blast Load: Overpressure ( )psi, Duration ( )ms | 0 |  | EA | EA | A04AR129 | A04AR129-00004
A04AR129-00005 | AR | A04 | Finishing Work | AR | Door & Window Work | 129 | Blast Resistant Roll Up Door w/ Steel Frame (UoM: EA) | AU | Fire Protective Rating: 2-hrs, Motorized Type |  | 0 |  | 0 |  | 0 |  | 0 | 36 | w/ Hardware & Accessories |  | 0 |  | 0 | 0 | W x H=( )mm x ( )mm | 0 | 0 | 0 | 0 | Blast Load: Overpressure ( )psi, Duration ( )ms | 0 |  | EA | EA | A04AR129 | A04AR129-00005
A04AR129-00006 | AR | A04 | Finishing Work | AR | Door & Window Work | 129 | Blast Resistant Roll Up Door w/ Steel Frame (UoM: EA) | AV | Fire Protective Rating: 2-hrs, Manual Type |  | 0 |  | 0 |  | 0 |  | 0 | 36 | w/ Hardware & Accessories |  | 0 |  | 0 | 0 | W x H=( )mm x ( )mm | 0 | 0 | 0 | 0 | Blast Load: Overpressure ( )psi, Duration ( )ms | 0 |  | EA | EA | A04AR129 | A04AR129-00006
A04AR130-00001 | AR | A04 | Finishing Work | AR | Door & Window Work | 130 | Aluminum Roll Up Door w/ Aluminum Frame (UoM: M2) | AL | Fire Protective Rating: N/A, Motorized Type |  | 0 |  | 0 |  | 0 |  | 0 | 36 | w/ Hardware & Accessories |  | 0 |  | 0 | 0 | 0 | 0 | 0 | 0 | 0 | 0 | 0 |  | M2 | M2 | A04AR130 | A04AR130-00001
A04AR130-00002 | AR | A04 | Finishing Work | AR | Door & Window Work | 130 | Aluminum Roll Up Door w/ Aluminum Frame (UoM: M2) | AM | Fire Protective Rating: N/A, Manual Type |  | 0 |  | 0 |  | 0 |  | 0 | 36 | w/ Hardware & Accessories |  | 0 |  | 0 | 0 | 0 | 0 | 0 | 0 | 0 | 0 | 0 |  | M2 | M2 | A04AR130 | A04AR130-00002
A04AR131-00001 | AR | A04 | Finishing Work | AR | Door & Window Work | 131 | Aluminum Roll Up Door w/ Aluminum Frame (UoM: EA) | AL | Fire Protective Rating: N/A, Motorized Type |  | 0 |  | 0 |  | 0 |  | 0 | 36 | w/ Hardware & Accessories |  | 0 |  | 0 | 0 | W x H=( )mm x ( )mm | 0 | 0 | 0 | 0 | 0 | 0 |  | EA | EA | A04AR131 | A04AR131-00001
A04AR131-00002 | AR | A04 | Finishing Work | AR | Door & Window Work | 131 | Aluminum Roll Up Door w/ Aluminum Frame (UoM: EA) | AM | Fire Protective Rating: N/A, Manual Type |  | 0 |  | 0 |  | 0 |  | 0 | 36 | w/ Hardware & Accessories |  | 0 |  | 0 | 0 | W x H=( )mm x ( )mm | 0 | 0 | 0 | 0 | 0 | 0 |  | EA | EA | A04AR131 | A04AR131-00002
A04AR132-00001 | AR | A04 | Finishing Work | AR | Door & Window Work | 132 | Steel Sliding Door w/ Steel Frame (UoM: M2) | AL | Fire Protective Rating: N/A, Motorized Type |  | 0 |  | 0 |  | 0 |  | 0 | 36 | w/ Hardware & Accessories |  | 0 |  | 0 | 0 | 0 | 0 | 0 | 0 | 0 | 0 | 0 |  | M2 | M2 | A04AR132 | A04AR132-00001
A04AR132-00002 | AR | A04 | Finishing Work | AR | Door & Window Work | 132 | Steel Sliding Door w/ Steel Frame (UoM: M2) | AM | Fire Protective Rating: N/A, Manual Type |  | 0 |  | 0 |  | 0 |  | 0 | 36 | w/ Hardware & Accessories |  | 0 |  | 0 | 0 | 0 | 0 | 0 | 0 | 0 | 0 | 0 |  | M2 | M2 | A04AR132 | A04AR132-00002
A04AR132-00003 | AR | A04 | Finishing Work | AR | Door & Window Work | 132 | Steel Sliding Door w/ Steel Frame (UoM: M2) | AN | Fire Protective Rating: 0.5-hr, Motorized Type |  | 0 |  | 0 |  | 0 |  | 0 | 36 | w/ Hardware & Accessories |  | 0 |  | 0 | 0 | 0 | 0 | 0 | 0 | 0 | 0 | 0 |  | M2 | M2 | A04AR132 | A04AR132-00003
A04AR132-00004 | AR | A04 | Finishing Work | AR | Door & Window Work | 132 | Steel Sliding Door w/ Steel Frame (UoM: M2) | AP | Fire Protective Rating: 0.5-hr, Manual Type |  | 0 |  | 0 |  | 0 |  | 0 | 36 | w/ Hardware & Accessories |  | 0 |  | 0 | 0 | 0 | 0 | 0 | 0 | 0 | 0 | 0 |  | M2 | M2 | A04AR132 | A04AR132-00004
A04AR132-00005 | AR | A04 | Finishing Work | AR | Door & Window Work | 132 | Steel Sliding Door w/ Steel Frame (UoM: M2) | AQ | Fire Protective Rating: 1-hr, Motorized Type |  | 0 |  | 0 |  | 0 |  | 0 | 36 | w/ Hardware & Accessories |  | 0 |  | 0 | 0 | 0 | 0 | 0 | 0 | 0 | 0 | 0 |  | M2 | M2 | A04AR132 | A04AR132-00005
A04AR132-00006 | AR | A04 | Finishing Work | AR | Door & Window Work | 132 | Steel Sliding Door w/ Steel Frame (UoM: M2) | AR | Fire Protective Rating: 1-hr, Manual Type |  | 0 |  | 0 |  | 0 |  | 0 | 36 | w/ Hardware & Accessories |  | 0 |  | 0 | 0 | 0 | 0 | 0 | 0 | 0 | 0 | 0 |  | M2 | M2 | A04AR132 | A04AR132-00006
A04AR132-00007 | AR | A04 | Finishing Work | AR | Door & Window Work | 132 | Steel Sliding Door w/ Steel Frame (UoM: M2) | AS | Fire Protective Rating: 1.5-hrs, Motorized Type |  | 0 |  | 0 |  | 0 |  | 0 | 36 | w/ Hardware & Accessories |  | 0 |  | 0 | 0 | 0 | 0 | 0 | 0 | 0 | 0 | 0 |  | M2 | M2 | A04AR132 | A04AR132-00007
A04AR132-00008 | AR | A04 | Finishing Work | AR | Door & Window Work | 132 | Steel Sliding Door w/ Steel Frame (UoM: M2) | AT | Fire Protective Rating: 1.5-hrs, Manual Type |  | 0 |  | 0 |  | 0 |  | 0 | 36 | w/ Hardware & Accessories |  | 0 |  | 0 | 0 | 0 | 0 | 0 | 0 | 0 | 0 | 0 |  | M2 | M2 | A04AR132 | A04AR132-00008
A04AR132-00009 | AR | A04 | Finishing Work | AR | Door & Window Work | 132 | Steel Sliding Door w/ Steel Frame (UoM: M2) | AU | Fire Protective Rating: 2-hrs, Motorized Type |  | 0 |  | 0 |  | 0 |  | 0 | 36 | w/ Hardware & Accessories |  | 0 |  | 0 | 0 | 0 | 0 | 0 | 0 | 0 | 0 | 0 |  | M2 | M2 | A04AR132 | A04AR132-00009
A04AR132-00010 | AR | A04 | Finishing Work | AR | Door & Window Work | 132 | Steel Sliding Door w/ Steel Frame (UoM: M2) | AV | Fire Protective Rating: 2-hrs, Manual Type |  | 0 |  | 0 |  | 0 |  | 0 | 36 | w/ Hardware & Accessories |  | 0 |  | 0 | 0 | 0 | 0 | 0 | 0 | 0 | 0 | 0 |  | M2 | M2 | A04AR132 | A04AR132-00010
A04AR133-00001 | AR | A04 | Finishing Work | AR | Door & Window Work | 133 | Steel Sliding Door w/ Steel Frame (UoM: EA) | AL | Fire Protective Rating: N/A, Motorized Type |  | 0 |  | 0 |  | 0 |  | 0 | 36 | w/ Hardware & Accessories |  | 0 |  | 0 | 0 | W x H=( )mm x ( )mm | 0 | 0 | 0 | 0 | 0 | 0 |  | EA | EA | A04AR133 | A04AR133-00001
A04AR133-00002 | AR | A04 | Finishing Work | AR | Door & Window Work | 133 | Steel Sliding Door w/ Steel Frame (UoM: EA) | AM | Fire Protective Rating: N/A, Manual Type |  | 0 |  | 0 |  | 0 |  | 0 | 36 | w/ Hardware & Accessories |  | 0 |  | 0 | 0 | W x H=( )mm x ( )mm | 0 | 0 | 0 | 0 | 0 | 0 |  | EA | EA | A04AR133 | A04AR133-00002
A04AR133-00003 | AR | A04 | Finishing Work | AR | Door & Window Work | 133 | Steel Sliding Door w/ Steel Frame (UoM: EA) | AN | Fire Protective Rating: 0.5-hr, Motorized Type |  | 0 |  | 0 |  | 0 |  | 0 | 36 | w/ Hardware & Accessories |  | 0 |  | 0 | 0 | W x H=( )mm x ( )mm | 0 | 0 | 0 | 0 | 0 | 0 |  | EA | EA | A04AR133 | A04AR133-00003
A04AR133-00004 | AR | A04 | Finishing Work | AR | Door & Window Work | 133 | Steel Sliding Door w/ Steel Frame (UoM: EA) | AP | Fire Protective Rating: 0.5-hr, Manual Type |  | 0 |  | 0 |  | 0 |  | 0 | 36 | w/ Hardware & Accessories |  | 0 |  | 0 | 0 | W x H=( )mm x ( )mm | 0 | 0 | 0 | 0 | 0 | 0 |  | EA | EA | A04AR133 | A04AR133-00004
A04AR133-00005 | AR | A04 | Finishing Work | AR | Door & Window Work | 133 | Steel Sliding Door w/ Steel Frame (UoM: EA) | AQ | Fire Protective Rating: 1-hr, Motorized Type |  | 0 |  | 0 |  | 0 |  | 0 | 36 | w/ Hardware & Accessories |  | 0 |  | 0 | 0 | W x H=( )mm x ( )mm | 0 | 0 | 0 | 0 | 0 | 0 |  | EA | EA | A04AR133 | A04AR133-00005
A04AR133-00006 | AR | A04 | Finishing Work | AR | Door & Window Work | 133 | Steel Sliding Door w/ Steel Frame (UoM: EA) | AR | Fire Protective Rating: 1-hr, Manual Type |  | 0 |  | 0 |  | 0 |  | 0 | 36 | w/ Hardware & Accessories |  | 0 |  | 0 | 0 | W x H=( )mm x ( )mm | 0 | 0 | 0 | 0 | 0 | 0 |  | EA | EA | A04AR133 | A04AR133-00006
A04AR133-00007 | AR | A04 | Finishing Work | AR | Door & Window Work | 133 | Steel Sliding Door w/ Steel Frame (UoM: EA) | AS | Fire Protective Rating: 1.5-hrs, Motorized Type |  | 0 |  | 0 |  | 0 |  | 0 | 36 | w/ Hardware & Accessories |  | 0 |  | 0 | 0 | W x H=( )mm x ( )mm | 0 | 0 | 0 | 0 | 0 | 0 |  | EA | EA | A04AR133 | A04AR133-00007
A04AR133-00008 | AR | A04 | Finishing Work | AR | Door & Window Work | 133 | Steel Sliding Door w/ Steel Frame (UoM: EA) | AT | Fire Protective Rating: 1.5-hrs, Manual Type |  | 0 |  | 0 |  | 0 |  | 0 | 36 | w/ Hardware & Accessories |  | 0 |  | 0 | 0 | W x H=( )mm x ( )mm | 0 | 0 | 0 | 0 | 0 | 0 |  | EA | EA | A04AR133 | A04AR133-00008
A04AR133-00009 | AR | A04 | Finishing Work | AR | Door & Window Work | 133 | Steel Sliding Door w/ Steel Frame (UoM: EA) | AU | Fire Protective Rating: 2-hrs, Motorized Type |  | 0 |  | 0 |  | 0 |  | 0 | 36 | w/ Hardware & Accessories |  | 0 |  | 0 | 0 | W x H=( )mm x ( )mm | 0 | 0 | 0 | 0 | 0 | 0 |  | EA | EA | A04AR133 | A04AR133-00009
A04AR133-00010 | AR | A04 | Finishing Work | AR | Door & Window Work | 133 | Steel Sliding Door w/ Steel Frame (UoM: EA) | AV | Fire Protective Rating: 2-hrs, Manual Type |  | 0 |  | 0 |  | 0 |  | 0 | 36 | w/ Hardware & Accessories |  | 0 |  | 0 | 0 | W x H=( )mm x ( )mm | 0 | 0 | 0 | 0 | 0 | 0 |  | EA | EA | A04AR133 | A04AR133-00010
A04AR134-00001 | AR | A04 | Finishing Work | AR | Door & Window Work | 134 | Aluminum Sliding Door w/ Aluminum Frame (UoM: M2) | AL | Fire Protective Rating: N/A, Motorized Type |  | 0 |  | 0 |  | 0 |  | 0 | 36 | w/ Hardware & Accessories |  | 0 |  | 0 | 0 | 0 | 0 | 0 | 0 | 0 | 0 | 0 |  | M2 | M2 | A04AR134 | A04AR134-00001
A04AR134-00002 | AR | A04 | Finishing Work | AR | Door & Window Work | 134 | Aluminum Sliding Door w/ Aluminum Frame (UoM: M2) | AM | Fire Protective Rating: N/A, Manual Type |  | 0 |  | 0 |  | 0 |  | 0 | 36 | w/ Hardware & Accessories |  | 0 |  | 0 | 0 | 0 | 0 | 0 | 0 | 0 | 0 | 0 |  | M2 | M2 | A04AR134 | A04AR134-00002
A04AR135-00001 | AR | A04 | Finishing Work | AR | Door & Window Work | 135 | Aluminum Sliding Door w/ Aluminum Frame (UoM: EA) | AL | Fire Protective Rating: N/A, Motorized Type |  | 0 |  | 0 |  | 0 |  | 0 | 36 | w/ Hardware & Accessories |  | 0 |  | 0 | 0 | W x H=( )mm x ( )mm | 0 | 0 | 0 | 0 | 0 | 0 |  | EA | EA | A04AR135 | A04AR135-00001
A04AR135-00002 | AR | A04 | Finishing Work | AR | Door & Window Work | 135 | Aluminum Sliding Door w/ Aluminum Frame (UoM: EA) | AM | Fire Protective Rating: N/A, Manual Type |  | 0 |  | 0 |  | 0 |  | 0 | 36 | w/ Hardware & Accessories |  | 0 |  | 0 | 0 | W x H=( )mm x ( )mm | 0 | 0 | 0 | 0 | 0 | 0 |  | EA | EA | A04AR135 | A04AR135-00002
A04AR136-00001 | AR | A04 | Finishing Work | AR | Door & Window Work | 136 | Steel Hanger Door w/ Steel Frame (UoM: M2) |  | 0 |  | 0 |  | 0 |  | 0 |  | 0 | 36 | w/ Hardware & Accessories |  | 0 |  | 0 | 0 | 0 | 0 | 0 | 0 | 0 | 0 | 0 |  | M2 | M2 | A04AR136 | A04AR136-00001
A04AR137-00001 | AR | A04 | Finishing Work | AR | Door & Window Work | 137 | Steel Hanger Door w/ Steel Frame (UoM: EA) |  | 0 |  | 0 |  | 0 |  | 0 |  | 0 | 36 | w/ Hardware & Accessories |  | 0 |  | 0 | 0 | W x H=( )mm x ( )mm | 0 | 0 | 0 | 0 | 0 | 0 |  | EA | EA | A04AR137 | A04AR137-00001
A04AR138-00001 | AR | A04 | Finishing Work | AR | Door & Window Work | 138 | Steel Swing Door w/ Steel Frame (UoM: M2) |  | 0 |  | 0 |  | 0 |  | 0 |  | 0 | 36 | w/ Hardware & Accessories |  | 0 |  | 0 | 0 | 0 | 0 | 0 | 0 | 0 | 0 | 0 |  | M2 | M2 | A04AR138 | A04AR138-00001
A04AR139-00001 | AR | A04 | Finishing Work | AR | Door & Window Work | 139 | Steel Swing Door w/ Steel Frame (UoM: EA) |  | 0 |  | 0 |  | 0 |  | 0 |  | 0 | 36 | w/ Hardware & Accessories |  | 0 |  | 0 | 0 | W x H=( )mm x ( )mm | 0 | 0 | 0 | 0 | 0 | 0 |  | EA | EA | A04AR139 | A04AR139-00001
A04AR140-00001 | AR | A04 | Finishing Work | AR | Door & Window Work | 140 | Aluminum Swing Door w/ Aluminum Frame (UoM: M2) |  | 0 |  | 0 |  | 0 |  | 0 |  | 0 | 36 | w/ Hardware & Accessories |  | 0 |  | 0 | 0 | 0 | 0 | 0 | 0 | 0 | 0 | 0 |  | M2 | M2 | A04AR140 | A04AR140-00001
A04AR141-00001 | AR | A04 | Finishing Work | AR | Door & Window Work | 141 | Aluminum Swing Door w/ Aluminum Frame (UoM: EA) |  | 0 |  | 0 |  | 0 |  | 0 |  | 0 | 36 | w/ Hardware & Accessories |  | 0 |  | 0 | 0 | W x H=( )mm x ( )mm | 0 | 0 | 0 | 0 | 0 | 0 |  | EA | EA | A04AR141 | A04AR141-00001
A04AR142-00001 | AR | A04 | Finishing Work | AR | Door & Window Work | 142 | Revolving Door (UoM: EA) | AW | Manual Revolving Door |  | 0 |  | 0 |  | 0 |  | 0 | 36 | w/ Hardware & Accessories |  | 0 |  | 0 | 0 | DIA=( )mm | 0 | 0 | 0 | 0 | 0 | 0 |  | EA | EA | A04AR142 | A04AR142-00001
A04AR142-00002 | AR | A04 | Finishing Work | AR | Door & Window Work | 142 | Revolving Door (UoM: EA) | BA | Auto Revolving Door |  | 0 |  | 0 |  | 0 |  | 0 | 36 | w/ Hardware & Accessories |  | 0 |  | 0 | 0 | DIA=( )mm | 0 | 0 | 0 | 0 | 0 | 0 |  | EA | EA | A04AR142 | A04AR142-00002
A04AR143-00001 | AR | A04 | Finishing Work | AR | Door & Window Work | 143 | Steel Folding(Accordion) Door w/ Steel Frame (UoM: M2) | BB | Motorized Type |  | 0 |  | 0 |  | 0 |  | 0 | 36 | w/ Hardware & Accessories |  | 0 |  | 0 | 0 | 0 | 0 | 0 | 0 | 0 | 0 | 0 |  | M2 | M2 | A04AR143 | A04AR143-00001
A04AR143-00002 | AR | A04 | Finishing Work | AR | Door & Window Work | 143 | Steel Folding(Accordion) Door w/ Steel Frame (UoM: M2) | BC | Manual Type |  | 0 |  | 0 |  | 0 |  | 0 | 36 | w/ Hardware & Accessories |  | 0 |  | 0 | 0 | 0 | 0 | 0 | 0 | 0 | 0 | 0 |  | M2 | M2 | A04AR143 | A04AR143-00002
A04AR144-00001 | AR | A04 | Finishing Work | AR | Door & Window Work | 144 | Steel Folding(Accordion) Door w/ Steel Frame (UoM: EA) | BB | Motorized Type |  | 0 |  | 0 |  | 0 |  | 0 | 36 | w/ Hardware & Accessories |  | 0 |  | 0 | 0 | W x H=( )mm x ( )mm | 0 | 0 | 0 | 0 | 0 | 0 |  | EA | EA | A04AR144 | A04AR144-00001
A04AR144-00002 | AR | A04 | Finishing Work | AR | Door & Window Work | 144 | Steel Folding(Accordion) Door w/ Steel Frame (UoM: EA) | BC | Manual Type |  | 0 |  | 0 |  | 0 |  | 0 | 36 | w/ Hardware & Accessories |  | 0 |  | 0 | 0 | W x H=( )mm x ( )mm | 0 | 0 | 0 | 0 | 0 | 0 |  | EA | EA | A04AR144 | A04AR144-00002
A04AR145-00001 | AR | A04 | Finishing Work | AR | Door & Window Work | 145 | Aluminum Folding(Accordion) Door w/ Aluminum Frame (UoM: M2) | BB | Motorized Type |  | 0 |  | 0 |  | 0 |  | 0 | 36 | w/ Hardware & Accessories |  | 0 |  | 0 | 0 | 0 | 0 | 0 | 0 | 0 | 0 | 0 |  | M2 | M2 | A04AR145 | A04AR145-00001
A04AR145-00002 | AR | A04 | Finishing Work | AR | Door & Window Work | 145 | Aluminum Folding(Accordion) Door w/ Aluminum Frame (UoM: M2) | BC | Manual Type |  | 0 |  | 0 |  | 0 |  | 0 | 36 | w/ Hardware & Accessories |  | 0 |  | 0 | 0 | 0 | 0 | 0 | 0 | 0 | 0 | 0 |  | M2 | M2 | A04AR145 | A04AR145-00002
A04AR146-00001 | AR | A04 | Finishing Work | AR | Door & Window Work | 146 | Aluminum Folding(Accordion) Door w/ Aluminum Frame (UoM: EA) | BB | Motorized Type |  | 0 |  | 0 |  | 0 |  | 0 | 36 | w/ Hardware & Accessories |  | 0 |  | 0 | 0 | W x H=( )mm x ( )mm | 0 | 0 | 0 | 0 | 0 | 0 |  | EA | EA | A04AR146 | A04AR146-00001
A04AR146-00002 | AR | A04 | Finishing Work | AR | Door & Window Work | 146 | Aluminum Folding(Accordion) Door w/ Aluminum Frame (UoM: EA) | BC | Manual Type |  | 0 |  | 0 |  | 0 |  | 0 | 36 | w/ Hardware & Accessories |  | 0 |  | 0 | 0 | W x H=( )mm x ( )mm | 0 | 0 | 0 | 0 | 0 | 0 |  | EA | EA | A04AR146 | A04AR146-00002
A04AR147-00001 | AR | A04 | Finishing Work | AR | Door & Window Work | 147 | PVC Folding(Accordion) Door w/ PVC Frame (UoM: M2) | BC | Manual Type |  | 0 |  | 0 |  | 0 |  | 0 | 36 | w/ Hardware & Accessories |  | 0 |  | 0 | 0 | 0 | 0 | 0 | 0 | 0 | 0 | 0 |  | M2 | M2 | A04AR147 | A04AR147-00001
A04AR148-00001 | AR | A04 | Finishing Work | AR | Door & Window Work | 148 | PVC Folding(Accordion) Door w/ PVC Frame (UoM: EA) | BC | Manual Type |  | 0 |  | 0 |  | 0 |  | 0 | 36 | w/ Hardware & Accessories |  | 0 |  | 0 | 0 | W x H=( )mm x ( )mm | 0 | 0 | 0 | 0 | 0 | 0 |  | EA | EA | A04AR148 | A04AR148-00001
A04AR149-00001 | AR | A04 | Finishing Work | AR | Door & Window Work | 149 | uPVC Door w/ uPVC Frame (UoM: M2) |  | 0 |  | 0 |  | 0 |  | 0 |  | 0 | 36 | w/ Hardware & Accessories |  | 0 |  | 0 | 0 | 0 | 0 | 0 | 0 | 0 | 0 | 0 |  | M2 | M2 | A04AR149 | A04AR149-00001
A04AR150-00001 | AR | A04 | Finishing Work | AR | Door & Window Work | 150 | uPVC Door w/ uPVC Frame (UoM: EA) |  | 0 |  | 0 |  | 0 |  | 0 |  | 0 | 36 | w/ Hardware & Accessories |  | 0 |  | 0 | 0 | W x H=( )mm x ( )mm | 0 | 0 | 0 | 0 | 0 | 0 |  | EA | EA | A04AR150 | A04AR150-00001
A04AR151-00001 | AR | A04 | Finishing Work | AR | Door & Window Work | 151 | Master Key System | BD | Three Levels Master Key |  | 0 |  | 0 |  | 0 |  | 0 | 37 | w/ Accessories (Key Box, Key Tag and ETC) |  | 0 |  | 0 | 0 |  | 0 | 0 | 0 | 0 | 0 | 0 |  | SET | SET | A04AR151 | A04AR151-00001
A04AR152-00001 | AR | A04 | Finishing Work | AR | Door & Window Work | 152 | Steel Window (UoM: M2) | 89 | Fire Protective Rating: N/A |  | 0 |  | 0 |  | 0 |  | 0 | 36 | w/ Hardware & Accessories |  | 0 |  | 0 | 0 | 0 | 0 | 0 | 0 | 0 | 0 | 0 |  | M2 | M2 | A04AR152 | A04AR152-00001
A04AR152-00002 | AR | A04 | Finishing Work | AR | Door & Window Work | 152 | Steel Window (UoM: M2) | 92 | Fire Protective Rating: 0.5-hr |  | 0 |  | 0 |  | 0 |  | 0 | 36 | w/ Hardware & Accessories |  | 0 |  | 0 | 0 | 0 | 0 | 0 | 0 | 0 | 0 | 0 |  | M2 | M2 | A04AR152 | A04AR152-00002
A04AR152-00003 | AR | A04 | Finishing Work | AR | Door & Window Work | 152 | Steel Window (UoM: M2) | 95 | Fire Protective Rating: 1-hr |  | 0 |  | 0 |  | 0 |  | 0 | 36 | w/ Hardware & Accessories |  | 0 |  | 0 | 0 | 0 | 0 | 0 | 0 | 0 | 0 | 0 |  | M2 | M2 | A04AR152 | A04AR152-00003
A04AR153-00001 | AR | A04 | Finishing Work | AR | Door & Window Work | 153 | Steel Window (UoM: EA) | 89 | Fire Protective Rating: N/A |  | 0 |  | 0 |  | 0 |  | 0 | 36 | w/ Hardware & Accessories |  | 0 |  | 0 | 0 | W x H=( )mm x ( )mm | 0 | 0 | 0 | 0 | 0 | 0 |  | EA | EA | A04AR153 | A04AR153-00001
A04AR153-00002 | AR | A04 | Finishing Work | AR | Door & Window Work | 153 | Steel Window (UoM: EA) | 92 | Fire Protective Rating: 0.5-hr |  | 0 |  | 0 |  | 0 |  | 0 | 36 | w/ Hardware & Accessories |  | 0 |  | 0 | 0 | W x H=( )mm x ( )mm | 0 | 0 | 0 | 0 | 0 | 0 |  | EA | EA | A04AR153 | A04AR153-00002
A04AR153-00003 | AR | A04 | Finishing Work | AR | Door & Window Work | 153 | Steel Window (UoM: EA) | 95 | Fire Protective Rating: 1-hr |  | 0 |  | 0 |  | 0 |  | 0 | 36 | w/ Hardware & Accessories |  | 0 |  | 0 | 0 | W x H=( )mm x ( )mm | 0 | 0 | 0 | 0 | 0 | 0 |  | EA | EA | A04AR153 | A04AR153-00003
A04AR154-00001 | AR | A04 | Finishing Work | AR | Door & Window Work | 154 | Blast Resistant Steel Window (UoM: M2) |  | 0 |  | 0 |  | 0 |  | 0 |  | 0 | 36 | w/ Hardware & Accessories |  | 0 |  | 0 | 0 | 0 | 0 | 0 | 0 | 0 | Blast Load: Overpressure ( )psi, Duration ( )ms | 0 |  | M2 | M2 | A04AR154 | A04AR154-00001
A04AR155-00001 | AR | A04 | Finishing Work | AR | Door & Window Work | 155 | Blast Resistant Steel Window (UoM: EA) |  | 0 |  | 0 |  | 0 |  | 0 |  | 0 | 36 | w/ Hardware & Accessories |  | 0 |  | 0 | 0 | W x H=( )mm x ( )mm | 0 | 0 | 0 | 0 | Blast Load: Overpressure ( )psi, Duration ( )ms | 0 |  | EA | EA | A04AR155 | A04AR155-00001
A04AR156-00001 | AR | A04 | Finishing Work | AR | Door & Window Work | 156 | Bullet-Proof Steel Window (UoM: M2) |  | 0 |  | 0 |  | 0 |  | 0 |  | 0 | 36 | w/ Hardware & Accessories |  | 0 |  | 0 | 0 | 0 | 0 | 0 | 0 | 0 | 0 | 0 |  | M2 | M2 | A04AR156 | A04AR156-00001
A04AR157-00001 | AR | A04 | Finishing Work | AR | Door & Window Work | 157 | Bullet-Proof Steel Window (UoM: EA) |  | 0 |  | 0 |  | 0 |  | 0 |  | 0 | 36 | w/ Hardware & Accessories |  | 0 |  | 0 | 0 | W x H=( )mm x ( )mm | 0 | 0 | 0 | 0 | 0 | 0 |  | EA | EA | A04AR157 | A04AR157-00001
A04AR158-00001 | AR | A04 | Finishing Work | AR | Door & Window Work | 158 | Aluminum Window (UoM: M2) | 89 | Fire Protective Rating: N/A |  | 0 |  | 0 |  | 0 |  | 0 | 36 | w/ Hardware & Accessories |  | 0 |  | 0 | 0 | 0 | 0 | 0 | 0 | 0 | 0 | 0 |  | M2 | M2 | A04AR158 | A04AR158-00001
A04AR158-00002 | AR | A04 | Finishing Work | AR | Door & Window Work | 158 | Aluminum Window (UoM: M2) | 92 | Fire Protective Rating: 0.5-hr |  | 0 |  | 0 |  | 0 |  | 0 | 36 | w/ Hardware & Accessories |  | 0 |  | 0 | 0 | 0 | 0 | 0 | 0 | 0 | 0 | 0 |  | M2 | M2 | A04AR158 | A04AR158-00002
A04AR158-00003 | AR | A04 | Finishing Work | AR | Door & Window Work | 158 | Aluminum Window (UoM: M2) | 95 | Fire Protective Rating: 1-hr |  | 0 |  | 0 |  | 0 |  | 0 | 36 | w/ Hardware & Accessories |  | 0 |  | 0 | 0 | 0 | 0 | 0 | 0 | 0 | 0 | 0 |  | M2 | M2 | A04AR158 | A04AR158-00003
A04AR159-00001 | AR | A04 | Finishing Work | AR | Door & Window Work | 159 | Aluminum Window (UoM: EA) | 89 | Fire Protective Rating: N/A |  | 0 |  | 0 |  | 0 |  | 0 | 36 | w/ Hardware & Accessories |  | 0 |  | 0 | 0 | W x H=( )mm x ( )mm | 0 | 0 | 0 | 0 | 0 | 0 |  | EA | EA | A04AR159 | A04AR159-00001
A04AR159-00002 | AR | A04 | Finishing Work | AR | Door & Window Work | 159 | Aluminum Window (UoM: EA) | 92 | Fire Protective Rating: 0.5-hr |  | 0 |  | 0 |  | 0 |  | 0 | 36 | w/ Hardware & Accessories |  | 0 |  | 0 | 0 | W x H=( )mm x ( )mm | 0 | 0 | 0 | 0 | 0 | 0 |  | EA | EA | A04AR159 | A04AR159-00002
A04AR159-00003 | AR | A04 | Finishing Work | AR | Door & Window Work | 159 | Aluminum Window (UoM: EA) | 95 | Fire Protective Rating: 1-hr |  | 0 |  | 0 |  | 0 |  | 0 | 36 | w/ Hardware & Accessories |  | 0 |  | 0 | 0 | W x H=( )mm x ( )mm | 0 | 0 | 0 | 0 | 0 | 0 |  | EA | EA | A04AR159 | A04AR159-00003
A04AR160-00001 | AR | A04 | Finishing Work | AR | Door & Window Work | 160 | uPVC Window (UoM: M2) |  | 0 |  | 0 |  | 0 |  | 0 |  | 0 | 36 | w/ Hardware & Accessories |  | 0 |  | 0 | 0 | 0 | 0 | 0 | 0 | 0 | 0 | 0 |  | M2 | M2 | A04AR160 | A04AR160-00001
A04AR161-00001 | AR | A04 | Finishing Work | AR | Door & Window Work | 161 | uPVC Window (UoM: EA) |  | 0 |  | 0 |  | 0 |  | 0 |  | 0 | 36 | w/ Hardware & Accessories |  | 0 |  | 0 | 0 | W x H=( )mm x ( )mm | 0 | 0 | 0 | 0 | 0 | 0 |  | EA | EA | A04AR161 | A04AR161-00001
A04AR162-00001 | AR | A04 | Finishing Work | AR | Door & Window Work | 162 | Skylight (UoM: M2) | BG | FRP(Fiberglass Reinforced Plastics) Skylight |  | 0 |  | 0 |  | 0 |  | 0 |  |  |  | 0 |  | 0 | 0 |  | 0 | 0 | 0 | 0 | 0 | 0 |  | M2 | M2 | A04AR162 | A04AR162-00001
A04AR162-00002 | AR | A04 | Finishing Work | AR | Door & Window Work | 162 | Skylight (UoM: M2) | BH | Acrylic Skylight w/ Ventilation |  | 0 |  | 0 |  | 0 |  | 0 |  |  |  | 0 |  | 0 | 0 |  | 0 | 0 | 0 | 0 | 0 | 0 |  | M2 | M2 | A04AR162 | A04AR162-00002
A04AR163-00001 | AR | A04 | Finishing Work | AR | Door & Window Work | 163 | Louver (UoM: M2) | BJ | Aluminum |  | 0 |  | 0 |  | 0 |  | 0 | 36 | w/ Hardware & Accessories |  | 0 |  | 0 | 0 | 0 | 0 | 0 | 0 | 0 | 0 | 0 |  | M2 | M2 | A04AR163 | A04AR163-00001
A04AR163-00002 | AR | A04 | Finishing Work | AR | Door & Window Work | 163 | Louver (UoM: M2) | BK | Steel |  | 0 |  | 0 |  | 0 |  | 0 | 36 | w/ Hardware & Accessories |  | 0 |  | 0 | 0 | 0 | 0 | 0 | 0 | 0 | 0 | 0 |  | M2 | M2 | A04AR163 | A04AR163-00002
A04AR164-00001 | AR | A04 | Finishing Work | AR | Door & Window Work | 164 | Louver (UoM: EA) | BJ | Aluminum |  | 0 |  | 0 |  | 0 |  | 0 | 36 | w/ Hardware & Accessories |  | 0 |  | 0 | 0 | W x H=( )mm x ( )mm | 0 | 0 | 0 | 0 | 0 | 0 |  | EA | EA | A04AR164 | A04AR164-00001
A04AR164-00002 | AR | A04 | Finishing Work | AR | Door & Window Work | 164 | Louver (UoM: EA) | BK | Steel |  | 0 |  | 0 |  | 0 |  | 0 | 36 | w/ Hardware & Accessories |  | 0 |  | 0 | 0 | W x H=( )mm x ( )mm | 0 | 0 | 0 | 0 | 0 | 0 |  | EA | EA | A04AR164 | A04AR164-00002
A04AR165-00001 | AR | A04 | Finishing Work | AR | Door & Window Work | 165 | Shade (UoM: M2) | BC | Manual Type |  | 0 |  | 0 |  | 0 |  | 0 | 36 | w/ Hardware & Accessories |  | 0 |  | 0 | 0 | 0 | 0 | 0 | 0 | 0 | 0 | 0 |  | M2 | M2 | A04AR165 | A04AR165-00001
A04AR165-00002 | AR | A04 | Finishing Work | AR | Door & Window Work | 165 | Shade (UoM: M2) | BB | Motorized Type |  | 0 |  | 0 |  | 0 |  | 0 | 36 | w/ Hardware & Accessories |  | 0 |  | 0 | 0 | 0 | 0 | 0 | 0 | 0 | 0 | 0 |  | M2 | M2 | A04AR165 | A04AR165-00002
A04AR166-00001 | AR | A04 | Finishing Work | AR | Door & Window Work | 166 | Shade (UoM: EA) | BC | Manual Type |  | 0 |  | 0 |  | 0 |  | 0 | 36 | w/ Hardware & Accessories |  | 0 |  | 0 | 0 | W x H=( )mm x ( )mm | 0 | 0 | 0 | 0 | 0 | 0 |  | EA | EA | A04AR166 | A04AR166-00001
A04AR166-00002 | AR | A04 | Finishing Work | AR | Door & Window Work | 166 | Shade (UoM: EA) | BB | Motorized Type |  | 0 |  | 0 |  | 0 |  | 0 | 36 | w/ Hardware & Accessories |  | 0 |  | 0 | 0 | W x H=( )mm x ( )mm | 0 | 0 | 0 | 0 | 0 | 0 |  | EA | EA | A04AR166 | A04AR166-00002
A04AR315-00001 | AR | A04 | Finishing Work | AR | Door & Window Work | 315 | Curtain Wall System (UoM: M2) |  | 0 |  | 0 |  | 0 |  | 0 |  | 0 | 36 | w/ Hardware & Accessories |  | 0 |  | 0 | 0 | 0 | 0 | 0 | 0 | 0 | 0 | 0 |  | M2 | M2 | A04AR315 | A04AR315-00001
A04AR316-00001 | AR | A04 | Finishing Work | AR | Door & Window Work | 316 | Curtain Wall System (UoM: EA) |  | 0 |  | 0 |  | 0 |  | 0 |  | 0 | 36 | w/ Hardware & Accessories |  | 0 |  | 0 | 0 | W x H=( )mm x ( )mm | 0 | 0 | 0 | 0 | 0 | 0 |  | EA | EA | A04AR316 | A04AR316-00001
A04AR318-00001 | AR | A04 | Finishing Work | AR | Door & Window Work | 318 | Ballistic Resistant Door w/ Steel Frame (UoM: M2) | 89 | Fire Protective Rating: N/A |  | 0 |  | 0 |  | 0 |  | 0 | 36 | w/ Hardware & Accessories |  | 0 |  | 0 | 0 | 0 | 0 | 0 | 0 | 0 | 0 | 0 |  | M2 | M2 | A04AR318 | A04AR318-00001
A04AR318-00002 | AR | A04 | Finishing Work | AR | Door & Window Work | 318 | Ballistic Resistant Door w/ Steel Frame (UoM: M2) | 92 | Fire Protective Rating: 0.5-hr |  | 0 |  | 0 |  | 0 |  | 0 | 36 | w/ Hardware & Accessories |  | 0 |  | 0 | 0 | 0 | 0 | 0 | 0 | 0 | 0 | 0 |  | M2 | M2 | A04AR318 | A04AR318-00002
A04AR318-00003 | AR | A04 | Finishing Work | AR | Door & Window Work | 318 | Ballistic Resistant Door w/ Steel Frame (UoM: M2) | 95 | Fire Protective Rating: 1-hr |  | 0 |  | 0 |  | 0 |  | 0 | 36 | w/ Hardware & Accessories |  | 0 |  | 0 | 0 | 0 | 0 | 0 | 0 | 0 | 0 | 0 |  | M2 | M2 | A04AR318 | A04AR318-00003
A04AR318-00004 | AR | A04 | Finishing Work | AR | Door & Window Work | 318 | Ballistic Resistant Door w/ Steel Frame (UoM: M2) | AC | Fire Protective Rating: 1.5-hrs |  | 0 |  | 0 |  | 0 |  | 0 | 36 | w/ Hardware & Accessories |  | 0 |  | 0 | 0 | 0 | 0 | 0 | 0 | 0 | 0 | 0 |  | M2 | M2 | A04AR318 | A04AR318-00004
A04AR318-00005 | AR | A04 | Finishing Work | AR | Door & Window Work | 318 | Ballistic Resistant Door w/ Steel Frame (UoM: M2) | AF | Fire Protective Rating: 2-hrs |  | 0 |  | 0 |  | 0 |  | 0 | 36 | w/ Hardware & Accessories |  | 0 |  | 0 | 0 | 0 | 0 | 0 | 0 | 0 | 0 | 0 |  | M2 | M2 | A04AR318 | A04AR318-00005
A04AR318-00006 | AR | A04 | Finishing Work | AR | Door & Window Work | 318 | Ballistic Resistant Door w/ Steel Frame (UoM: M2) | FH | Fire Protective Rating: 3-hrs |  | 0 |  | 0 |  | 0 |  | 0 | 36 | w/ Hardware & Accessories |  | 0 |  | 0 | 0 | 0 | 0 | 0 | 0 | 0 | 0 | 0 |  | M2 | M2 | A04AR318 | A04AR318-00006
A04AR319-00001 | AR | A04 | Finishing Work | AR | Door & Window Work | 319 | Ballistic Resistant Door w/ Steel Frame (UoM: EA) | 90 | Fire Protective Rating: N/A, Single Door |  | 0 |  | 0 |  | 0 |  | 0 | 36 | w/ Hardware & Accessories |  | 0 |  | 0 | 0 | W x H=( )mm x ( )mm | 0 | 0 | 0 | 0 | 0 | 0 |  | EA | EA | A04AR319 | A04AR319-00001
A04AR319-00002 | AR | A04 | Finishing Work | AR | Door & Window Work | 319 | Ballistic Resistant Door w/ Steel Frame (UoM: EA) | 91 | Fire Protective Rating: N/A, Double Door |  | 0 |  | 0 |  | 0 |  | 0 | 36 | w/ Hardware & Accessories |  | 0 |  | 0 | 0 | W x H=( )mm x ( )mm | 0 | 0 | 0 | 0 | 0 | 0 |  | EA | EA | A04AR319 | A04AR319-00002
A04AR319-00003 | AR | A04 | Finishing Work | AR | Door & Window Work | 319 | Ballistic Resistant Door w/ Steel Frame (UoM: EA) | 93 | Fire Protective Rating: 0.5-hr, Single Door |  | 0 |  | 0 |  | 0 |  | 0 | 36 | w/ Hardware & Accessories |  | 0 |  | 0 | 0 | W x H=( )mm x ( )mm | 0 | 0 | 0 | 0 | 0 | 0 |  | EA | EA | A04AR319 | A04AR319-00003
A04AR319-00004 | AR | A04 | Finishing Work | AR | Door & Window Work | 319 | Ballistic Resistant Door w/ Steel Frame (UoM: EA) | 94 | Fire Protective Rating: 0.5-hr, Double Door |  | 0 |  | 0 |  | 0 |  | 0 | 36 | w/ Hardware & Accessories |  | 0 |  | 0 | 0 | W x H=( )mm x ( )mm | 0 | 0 | 0 | 0 | 0 | 0 |  | EA | EA | A04AR319 | A04AR319-00004
A04AR319-00005 | AR | A04 | Finishing Work | AR | Door & Window Work | 319 | Ballistic Resistant Door w/ Steel Frame (UoM: EA) | AA | Fire Protective Rating: 1-hr, Single Door |  | 0 |  | 0 |  | 0 |  | 0 | 36 | w/ Hardware & Accessories |  | 0 |  | 0 | 0 | W x H=( )mm x ( )mm | 0 | 0 | 0 | 0 | 0 | 0 |  | EA | EA | A04AR319 | A04AR319-00005
A04AR319-00006 | AR | A04 | Finishing Work | AR | Door & Window Work | 319 | Ballistic Resistant Door w/ Steel Frame (UoM: EA) | AB | Fire Protective Rating: 1-hr, Double Door |  | 0 |  | 0 |  | 0 |  | 0 | 36 | w/ Hardware & Accessories |  | 0 |  | 0 | 0 | W x H=( )mm x ( )mm | 0 | 0 | 0 | 0 | 0 | 0 |  | EA | EA | A04AR319 | A04AR319-00006
A04AR319-00007 | AR | A04 | Finishing Work | AR | Door & Window Work | 319 | Ballistic Resistant Door w/ Steel Frame (UoM: EA) | AD | Fire Protective Rating: 1.5-hrs, Single Door |  | 0 |  | 0 |  | 0 |  | 0 | 36 | w/ Hardware & Accessories |  | 0 |  | 0 | 0 | W x H=( )mm x ( )mm | 0 | 0 | 0 | 0 | 0 | 0 |  | EA | EA | A04AR319 | A04AR319-00007
A04AR319-00008 | AR | A04 | Finishing Work | AR | Door & Window Work | 319 | Ballistic Resistant Door w/ Steel Frame (UoM: EA) | AE | Fire Protective Rating: 1.5-hrs, Double Door |  | 0 |  | 0 |  | 0 |  | 0 | 36 | w/ Hardware & Accessories |  | 0 |  | 0 | 0 | W x H=( )mm x ( )mm | 0 | 0 | 0 | 0 | 0 | 0 |  | EA | EA | A04AR319 | A04AR319-00008
A04AR319-00009 | AR | A04 | Finishing Work | AR | Door & Window Work | 319 | Ballistic Resistant Door w/ Steel Frame (UoM: EA) | AG | Fire Protective Rating: 2-hrs, Single Door |  | 0 |  | 0 |  | 0 |  | 0 | 36 | w/ Hardware & Accessories |  | 0 |  | 0 | 0 | W x H=( )mm x ( )mm | 0 | 0 | 0 | 0 | 0 | 0 |  | EA | EA | A04AR319 | A04AR319-00009
A04AR319-00010 | AR | A04 | Finishing Work | AR | Door & Window Work | 319 | Ballistic Resistant Door w/ Steel Frame (UoM: EA) | AH | Fire Protective Rating: 2-hrs, Double Door |  | 0 |  | 0 |  | 0 |  | 0 | 36 | w/ Hardware & Accessories |  | 0 |  | 0 | 0 | W x H=( )mm x ( )mm | 0 | 0 | 0 | 0 | 0 | 0 |  | EA | EA | A04AR319 | A04AR319-00010
A04AR319-00011 | AR | A04 | Finishing Work | AR | Door & Window Work | 319 | Ballistic Resistant Door w/ Steel Frame (UoM: EA) | FJ | Fire Protective Rating: 3-hrs, Single Door |  | 0 |  | 0 |  | 0 |  | 0 | 36 | w/ Hardware & Accessories |  | 0 |  | 0 | 0 | W x H=( )mm x ( )mm | 0 | 0 | 0 | 0 | 0 | 0 |  | EA | EA | A04AR319 | A04AR319-00011
A04AR319-00012 | AR | A04 | Finishing Work | AR | Door & Window Work | 319 | Ballistic Resistant Door w/ Steel Frame (UoM: EA) | FK | Fire Protective Rating: 3-hrs, Double Door |  | 0 |  | 0 |  | 0 |  | 0 | 36 | w/ Hardware & Accessories |  | 0 |  | 0 | 0 | W x H=( )mm x ( )mm | 0 | 0 | 0 | 0 | 0 | 0 |  | EA | EA | A04AR319 | A04AR319-00012
A04AR320-00001 | AR | A04 | Finishing Work | AR | Door & Window Work | 320 | Ballistic Resistant Door w/ Steel Frame, Panic Bar (UoM: M2) | 89 | Fire Protective Rating: N/A |  | 0 |  | 0 |  | 0 |  | 0 | 36 | w/ Hardware & Accessories |  | 0 |  | 0 | 0 | 0 | 0 | 0 | 0 | 0 | 0 | 0 |  | M2 | M2 | A04AR320 | A04AR320-00001
A04AR320-00002 | AR | A04 | Finishing Work | AR | Door & Window Work | 320 | Ballistic Resistant Door w/ Steel Frame, Panic Bar (UoM: M2) | 92 | Fire Protective Rating: 0.5-hr |  | 0 |  | 0 |  | 0 |  | 0 | 36 | w/ Hardware & Accessories |  | 0 |  | 0 | 0 | 0 | 0 | 0 | 0 | 0 | 0 | 0 |  | M2 | M2 | A04AR320 | A04AR320-00002
A04AR320-00003 | AR | A04 | Finishing Work | AR | Door & Window Work | 320 | Ballistic Resistant Door w/ Steel Frame, Panic Bar (UoM: M2) | 95 | Fire Protective Rating: 1-hr |  | 0 |  | 0 |  | 0 |  | 0 | 36 | w/ Hardware & Accessories |  | 0 |  | 0 | 0 | 0 | 0 | 0 | 0 | 0 | 0 | 0 |  | M2 | M2 | A04AR320 | A04AR320-00003
A04AR320-00004 | AR | A04 | Finishing Work | AR | Door & Window Work | 320 | Ballistic Resistant Door w/ Steel Frame, Panic Bar (UoM: M2) | AC | Fire Protective Rating: 1.5-hrs |  | 0 |  | 0 |  | 0 |  | 0 | 36 | w/ Hardware & Accessories |  | 0 |  | 0 | 0 | 0 | 0 | 0 | 0 | 0 | 0 | 0 |  | M2 | M2 | A04AR320 | A04AR320-00004
A04AR320-00005 | AR | A04 | Finishing Work | AR | Door & Window Work | 320 | Ballistic Resistant Door w/ Steel Frame, Panic Bar (UoM: M2) | AF | Fire Protective Rating: 2-hrs |  | 0 |  | 0 |  | 0 |  | 0 | 36 | w/ Hardware & Accessories |  | 0 |  | 0 | 0 | 0 | 0 | 0 | 0 | 0 | 0 | 0 |  | M2 | M2 | A04AR320 | A04AR320-00005
A04AR320-00006 | AR | A04 | Finishing Work | AR | Door & Window Work | 320 | Ballistic Resistant Door w/ Steel Frame, Panic Bar (UoM: M2) | FH | Fire Protective Rating: 3-hrs |  | 0 |  | 0 |  | 0 |  | 0 | 36 | w/ Hardware & Accessories |  | 0 |  | 0 | 0 | 0 | 0 | 0 | 0 | 0 | 0 | 0 |  | M2 | M2 | A04AR320 | A04AR320-00006
A04AR321-00001 | AR | A04 | Finishing Work | AR | Door & Window Work | 321 | Ballistic Resistant Door w/ Steel Frame, Panic Bar (UoM: EA) | 90 | Fire Protective Rating: N/A, Single Door |  | 0 |  | 0 |  | 0 |  | 0 | 36 | w/ Hardware & Accessories |  | 0 |  | 0 | 0 | W x H=( )mm x ( )mm | 0 | 0 | 0 | 0 | 0 | 0 |  | EA | EA | A04AR321 | A04AR321-00001
A04AR321-00002 | AR | A04 | Finishing Work | AR | Door & Window Work | 321 | Ballistic Resistant Door w/ Steel Frame, Panic Bar (UoM: EA) | 91 | Fire Protective Rating: N/A, Double Door |  | 0 |  | 0 |  | 0 |  | 0 | 36 | w/ Hardware & Accessories |  | 0 |  | 0 | 0 | W x H=( )mm x ( )mm | 0 | 0 | 0 | 0 | 0 | 0 |  | EA | EA | A04AR321 | A04AR321-00002
A04AR321-00003 | AR | A04 | Finishing Work | AR | Door & Window Work | 321 | Ballistic Resistant Door w/ Steel Frame, Panic Bar (UoM: EA) | 93 | Fire Protective Rating: 0.5-hr, Single Door |  | 0 |  | 0 |  | 0 |  | 0 | 36 | w/ Hardware & Accessories |  | 0 |  | 0 | 0 | W x H=( )mm x ( )mm | 0 | 0 | 0 | 0 | 0 | 0 |  | EA | EA | A04AR321 | A04AR321-00003
A04AR321-00004 | AR | A04 | Finishing Work | AR | Door & Window Work | 321 | Ballistic Resistant Door w/ Steel Frame, Panic Bar (UoM: EA) | 94 | Fire Protective Rating: 0.5-hr, Double Door |  | 0 |  | 0 |  | 0 |  | 0 | 36 | w/ Hardware & Accessories |  | 0 |  | 0 | 0 | W x H=( )mm x ( )mm | 0 | 0 | 0 | 0 | 0 | 0 |  | EA | EA | A04AR321 | A04AR321-00004
A04AR321-00005 | AR | A04 | Finishing Work | AR | Door & Window Work | 321 | Ballistic Resistant Door w/ Steel Frame, Panic Bar (UoM: EA) | AA | Fire Protective Rating: 1-hr, Single Door |  | 0 |  | 0 |  | 0 |  | 0 | 36 | w/ Hardware & Accessories |  | 0 |  | 0 | 0 | W x H=( )mm x ( )mm | 0 | 0 | 0 | 0 | 0 | 0 |  | EA | EA | A04AR321 | A04AR321-00005
A04AR321-00006 | AR | A04 | Finishing Work | AR | Door & Window Work | 321 | Ballistic Resistant Door w/ Steel Frame, Panic Bar (UoM: EA) | AB | Fire Protective Rating: 1-hr, Double Door |  | 0 |  | 0 |  | 0 |  | 0 | 36 | w/ Hardware & Accessories |  | 0 |  | 0 | 0 | W x H=( )mm x ( )mm | 0 | 0 | 0 | 0 | 0 | 0 |  | EA | EA | A04AR321 | A04AR321-00006
A04AR321-00007 | AR | A04 | Finishing Work | AR | Door & Window Work | 321 | Ballistic Resistant Door w/ Steel Frame, Panic Bar (UoM: EA) | AD | Fire Protective Rating: 1.5-hrs, Single Door |  | 0 |  | 0 |  | 0 |  | 0 | 36 | w/ Hardware & Accessories |  | 0 |  | 0 | 0 | W x H=( )mm x ( )mm | 0 | 0 | 0 | 0 | 0 | 0 |  | EA | EA | A04AR321 | A04AR321-00007
A04AR321-00008 | AR | A04 | Finishing Work | AR | Door & Window Work | 321 | Ballistic Resistant Door w/ Steel Frame, Panic Bar (UoM: EA) | AE | Fire Protective Rating: 1.5-hrs, Double Door |  | 0 |  | 0 |  | 0 |  | 0 | 36 | w/ Hardware & Accessories |  | 0 |  | 0 | 0 | W x H=( )mm x ( )mm | 0 | 0 | 0 | 0 | 0 | 0 |  | EA | EA | A04AR321 | A04AR321-00008
A04AR321-00009 | AR | A04 | Finishing Work | AR | Door & Window Work | 321 | Ballistic Resistant Door w/ Steel Frame, Panic Bar (UoM: EA) | AG | Fire Protective Rating: 2-hrs, Single Door |  | 0 |  | 0 |  | 0 |  | 0 | 36 | w/ Hardware & Accessories |  | 0 |  | 0 | 0 | W x H=( )mm x ( )mm | 0 | 0 | 0 | 0 | 0 | 0 |  | EA | EA | A04AR321 | A04AR321-00009
A04AR321-00010 | AR | A04 | Finishing Work | AR | Door & Window Work | 321 | Ballistic Resistant Door w/ Steel Frame, Panic Bar (UoM: EA) | AH | Fire Protective Rating: 2-hrs, Double Door |  | 0 |  | 0 |  | 0 |  | 0 | 36 | w/ Hardware & Accessories |  | 0 |  | 0 | 0 | W x H=( )mm x ( )mm | 0 | 0 | 0 | 0 | 0 | 0 |  | EA | EA | A04AR321 | A04AR321-00010
A04AR321-00011 | AR | A04 | Finishing Work | AR | Door & Window Work | 321 | Ballistic Resistant Door w/ Steel Frame, Panic Bar (UoM: EA) | FJ | Fire Protective Rating: 3-hrs, Single Door |  | 0 |  | 0 |  | 0 |  | 0 | 36 | w/ Hardware & Accessories |  | 0 |  | 0 | 0 | W x H=( )mm x ( )mm | 0 | 0 | 0 | 0 | 0 | 0 |  | EA | EA | A04AR321 | A04AR321-00011
A04AR321-00012 | AR | A04 | Finishing Work | AR | Door & Window Work | 321 | Ballistic Resistant Door w/ Steel Frame, Panic Bar (UoM: EA) | FK | Fire Protective Rating: 3-hrs, Double Door |  | 0 |  | 0 |  | 0 |  | 0 | 36 | w/ Hardware & Accessories |  | 0 |  | 0 | 0 | W x H=( )mm x ( )mm | 0 | 0 | 0 | 0 | 0 | 0 |  | EA | EA | A04AR321 | A04AR321-00012
A04AS038-00001 | AR | A04 | Finishing Work | AS | Exterior/Interior Finish Work | 038 | Welded Wire Fabric |  | 0 |  | 0 |  | 0 |  | 0 |  | 0 |  | 0 |  | 0 | 53 | DIA≤6mm | 0 | Mesh Size=DIA( )mm x ( )mm x ( )mm | 0 | 0 | 0 | 0 | 0 | 0 |  | M2 | M2 | A04AS038 | A04AS038-00001
A04AS038-00002 | AR | A04 | Finishing Work | AS | Exterior/Interior Finish Work | 038 | Welded Wire Fabric |  | 0 |  | 0 |  | 0 |  | 0 |  | 0 |  | 0 |  | 0 | 54 | DIA>6mm | 0 | Mesh Size=DIA( )mm x ( )mm x ( )mm | 0 | 0 | 0 | 0 | 0 | 0 |  | M2 | M2 | A04AS038 | A04AS038-00002
A04AS167-00001 | AR | A04 | Finishing Work | AS | Exterior/Interior Finish Work | 167 | Marble Window Sill |  | 0 |  | 0 |  | 0 |  | 0 |  | 0 | 27 | w/ Mortar Bond Coat or Adhesive |  | 0 |  | 0 | 0 | THK=( )mm / W=( )mm | 0 | 0 | 0 | 0 | 0 | 0 |  | M | M | A04AS167 | A04AS167-00001
A04AS168-00001 | AR | A04 | Finishing Work | AS | Exterior/Interior Finish Work | 168 | Screed |  | 0 |  | 0 |  | 0 |  | 0 |  | 0 | 31 | w/o Welded Wire Fabric |  | 0 | 31 | THK<50mm | 0 | THK=( )mm | 0 | 0 | 0 | 0 | 0 | 0 |  | M2 | M2 | A04AS168 | A04AS168-00001
A04AS168-00002 | AR | A04 | Finishing Work | AS | Exterior/Interior Finish Work | 168 | Screed |  | 0 |  | 0 |  | 0 |  | 0 |  | 0 | 31 | w/o Welded Wire Fabric |  | 0 | 09 | 50mm≤THK<75mm | 0 | THK=( )mm | 0 | 0 | 0 | 0 | 0 | 0 |  | M2 | M2 | A04AS168 | A04AS168-00002
A04AS168-00003 | AR | A04 | Finishing Work | AS | Exterior/Interior Finish Work | 168 | Screed |  | 0 |  | 0 |  | 0 |  | 0 |  | 0 | 31 | w/o Welded Wire Fabric |  | 0 | 27 | 75mm≤THK | 0 | THK=( )mm | 0 | 0 | 0 | 0 | 0 | 0 |  | M2 | M2 | A04AS168 | A04AS168-00003
A04AS169-00001 | AR | A04 | Finishing Work | AS | Exterior/Interior Finish Work | 169 | Carpet |  | 0 |  | 0 |  | 0 |  | 0 |  | 0 |  |  |  | 0 |  |  | 0 |  | 0 | 0 | 0 | 0 | 0 | 0 |  | M2 | M2 | A04AS169 | A04AS169-00001
A04AS170-00001 | AR | A04 | Finishing Work | AS | Exterior/Interior Finish Work | 170 | Carpet Tile |  | 0 |  | 0 |  | 0 |  | 0 |  | 0 |  |  |  | 0 |  | 0 | 0 | Tile Size=W( )mm x L( )mm | 0 | 0 | 0 | 0 | 0 | 0 |  | M2 | M2 | A04AS170 | A04AS170-00001
A04AS171-00001 | AR | A04 | Finishing Work | AS | Exterior/Interior Finish Work | 171 | Recess Floor Mat |  | 0 |  | 0 |  | 0 |  | 0 |  | 0 |  |  |  | 0 |  | 0 | 0 |  | 0 | 0 | 0 | 0 | 0 | 0 |  | M2 | M2 | A04AS171 | A04AS171-00001
A04AS172-00001 | AR | A04 | Finishing Work | AS | Exterior/Interior Finish Work | 172 | Entrance Floor Mats and Frame |  | 0 |  | 0 |  | 0 |  | 0 |  | 0 |  |  |  | 0 |  |  | 0 |  | 0 | 0 | 0 | 0 | 0 | 0 |  | M2 | M2 | A04AS172 | A04AS172-00001
A04AS172-00002 | AR | A04 | Finishing Work | AS | Exterior/Interior Finish Work | 172 | Entrance Floor Mats and Frame | BL | Embedded Type |  | 0 |  | 0 |  | 0 |  | 0 |  |  |  | 0 |  |  | 0 |  | 0 | 0 | 0 | 0 | 0 | 0 |  | M2 | M2 | A04AS172 | A04AS172-00002
A04AS173-00001 | AR | A04 | Finishing Work | AS | Exterior/Interior Finish Work | 173 | Steel Trowel Finish |  | 0 |  | 0 |  | 0 |  | 0 |  | 0 |  |  |  | 0 |  |  | 0 |  | 0 | 0 | 0 | 0 | 0 | 0 |  | M2 | M2 | A04AS173 | A04AS173-00001
A04AS173-00002 | AR | A04 | Finishing Work | AS | Exterior/Interior Finish Work | 173 | Steel Trowel Finish | BM | Brushed(Broom) Finish |  | 0 |  | 0 |  | 0 |  | 0 |  |  |  | 0 |  |  | 0 |  | 0 | 0 | 0 | 0 | 0 | 0 |  | M2 | M2 | A04AS173 | A04AS173-00002
A04AS173-00003 | AR | A04 | Finishing Work | AS | Exterior/Interior Finish Work | 173 | Steel Trowel Finish | BN | Hardener Finish(Powder Type) |  | 0 |  | 0 |  | 0 |  | 0 |  |  |  | 0 |  |  | 0 |  | 0 | 0 | 0 | 0 | 0 | 0 |  | M2 | M2 | A04AS173 | A04AS173-00003
A04AS173-00004 | AR | A04 | Finishing Work | AS | Exterior/Interior Finish Work | 173 | Steel Trowel Finish | BP | Hardener Finish(Liquid Type) |  | 0 |  | 0 |  | 0 |  | 0 |  |  |  | 0 |  |  | 0 |  | 0 | 0 | 0 | 0 | 0 | 0 |  | M2 | M2 | A04AS173 | A04AS173-00004
A04AS174-00001 | AR | A04 | Finishing Work | AS | Exterior/Interior Finish Work | 174 | Raised Floor | BQ | Top Finish: Anti-Static Vinyl Tile |  | 0 |  | 0 |  | 0 |  | 0 |  |  |  | 0 | 73 | 600mm x 600mm / H≤600mm | 0 | H=( )mm | 0 | 0 | 0 | 0 | 0 | 0 |  | M2 | M2 | A04AS174 | A04AS174-00001
A04AS174-00002 | AR | A04 | Finishing Work | AS | Exterior/Interior Finish Work | 174 | Raised Floor | BQ | Top Finish: Anti-Static Vinyl Tile |  | 0 |  | 0 |  | 0 |  | 0 |  |  |  | 0 | 74 | 600mm x 600mm / 600mm<H≤1000mm | 0 | H=( )mm | 0 | 0 | 0 | 0 | 0 | 0 |  | M2 | M2 | A04AS174 | A04AS174-00002
A04AS174-00003 | AR | A04 | Finishing Work | AS | Exterior/Interior Finish Work | 174 | Raised Floor | BQ | Top Finish: Anti-Static Vinyl Tile |  | 0 |  | 0 |  | 0 |  | 0 |  |  |  | 0 | 75 | 600mm x 600mm / 1000mm<H≤1500mm | 0 | H=( )mm | 0 | 0 | 0 | 0 | 0 | 0 |  | M2 | M2 | A04AS174 | A04AS174-00003
A04AS174-00004 | AR | A04 | Finishing Work | AS | Exterior/Interior Finish Work | 174 | Raised Floor | BR | Top Finish: Carpet Tile |  | 0 |  | 0 |  | 0 |  | 0 |  |  |  | 0 | 73 | 600mm x 600mm / H≤600mm | 0 | H=( )mm | 0 | 0 | 0 | 0 | 0 | 0 |  | M2 | M2 | A04AS174 | A04AS174-00004
A04AS174-00005 | AR | A04 | Finishing Work | AS | Exterior/Interior Finish Work | 174 | Raised Floor | BR | Top Finish: Carpet Tile |  | 0 |  | 0 |  | 0 |  | 0 |  |  |  | 0 | 74 | 600mm x 600mm / 600mm<H≤1000mm | 0 | H=( )mm | 0 | 0 | 0 | 0 | 0 | 0 |  | M2 | M2 | A04AS174 | A04AS174-00005
A04AS174-00006 | AR | A04 | Finishing Work | AS | Exterior/Interior Finish Work | 174 | Raised Floor | BR | Top Finish: Carpet Tile |  | 0 |  | 0 |  | 0 |  | 0 |  |  |  | 0 | 75 | 600mm x 600mm / 1000mm<H≤1500mm | 0 | H=( )mm | 0 | 0 | 0 | 0 | 0 | 0 |  | M2 | M2 | A04AS174 | A04AS174-00006
A04AS174-00007 | AR | A04 | Finishing Work | AS | Exterior/Interior Finish Work | 174 | Raised Floor | BS | Top Finish: Marble |  | 0 |  | 0 |  | 0 |  | 0 |  |  |  | 0 | 73 | 600mm x 600mm / H≤600mm | 0 | H=( )mm | 0 | 0 | 0 | 0 | 0 | 0 |  | M2 | M2 | A04AS174 | A04AS174-00007
A04AS174-00008 | AR | A04 | Finishing Work | AS | Exterior/Interior Finish Work | 174 | Raised Floor | BS | Top Finish: Marble |  | 0 |  | 0 |  | 0 |  | 0 |  |  |  | 0 | 74 | 600mm x 600mm / 600mm<H≤1000mm | 0 | H=( )mm | 0 | 0 | 0 | 0 | 0 | 0 |  | M2 | M2 | A04AS174 | A04AS174-00008
A04AS174-00009 | AR | A04 | Finishing Work | AS | Exterior/Interior Finish Work | 174 | Raised Floor | BS | Top Finish: Marble |  | 0 |  | 0 |  | 0 |  | 0 |  |  |  | 0 | 75 | 600mm x 600mm / 1000mm<H≤1500mm | 0 | H=( )mm | 0 | 0 | 0 | 0 | 0 | 0 |  | M2 | M2 | A04AS174 | A04AS174-00009
A04AS174-00010 | AR | A04 | Finishing Work | AS | Exterior/Interior Finish Work | 174 | Raised Floor | BQ | Top Finish: Anti-Static Vinyl Tile |  | 0 |  | 0 |  | 0 |  | 0 |  |  |  | 0 | AV | 600mm x 600mm / 1500mm≤H | 0 | H=( )mm | 0 | 0 | 0 | 0 | 0 | 0 |  | M2 | M2 | A04AS174 | A04AS174-00010
A04AS174-00011 | AR | A04 | Finishing Work | AS | Exterior/Interior Finish Work | 174 | Raised Floor | BR | Top Finish: Carpet Tile |  | 0 |  | 0 |  | 0 |  | 0 |  |  |  | 0 | AV | 600mm x 600mm / 1500mm≤H | 0 | H=( )mm | 0 | 0 | 0 | 0 | 0 | 0 |  | M2 | M2 | A04AS174 | A04AS174-00011
A04AS174-00012 | AR | A04 | Finishing Work | AS | Exterior/Interior Finish Work | 174 | Raised Floor | BS | Top Finish: Marble |  | 0 |  | 0 |  | 0 |  | 0 |  |  |  | 0 | AV | 600mm x 600mm / 1500mm≤H | 0 | H=( )mm | 0 | 0 | 0 | 0 | 0 | 0 |  | M2 | M2 | A04AS174 | A04AS174-00012
A04AS174-00013 | AR | A04 | Finishing Work | AS | Exterior/Interior Finish Work | 174 | Raised Floor | BQ | Top Finish: Anti-Static Vinyl Tile |  | 0 |  | 0 |  | 0 |  | 0 |  |  |  | 0 | AW | 600mm x 600mm / 1500mm<H | 0 | H=( )mm | 0 | 0 | 0 | 0 | 0 | 0 |  | M2 | M2 | A04AS174 | A04AS174-00013
A04AS174-00014 | AR | A04 | Finishing Work | AS | Exterior/Interior Finish Work | 174 | Raised Floor | BR | Top Finish: Carpet Tile |  | 0 |  | 0 |  | 0 |  | 0 |  |  |  | 0 | AW | 600mm x 600mm / 1500mm<H | 0 | H=( )mm | 0 | 0 | 0 | 0 | 0 | 0 |  | M2 | M2 | A04AS174 | A04AS174-00014
A04AS174-00015 | AR | A04 | Finishing Work | AS | Exterior/Interior Finish Work | 174 | Raised Floor | BS | Top Finish: Marble |  | 0 |  | 0 |  | 0 |  | 0 |  |  |  | 0 | AW | 600mm x 600mm / 1500mm<H | 0 | H=( )mm | 0 | 0 | 0 | 0 | 0 | 0 |  | M2 | M2 | A04AS174 | A04AS174-00015
A04AS175-00001 | AR | A04 | Finishing Work | AS | Exterior/Interior Finish Work | 175 | Material Dividing Strip | BT | Stainless Steel |  | 0 |  | 0 |  | 0 |  | 0 |  |  |  | 0 |  |  | 0 |  | 0 | 0 | 0 | 0 | 0 | 0 |  | M | M | A04AS175 | A04AS175-00001
A04AS176-00001 | AR | A04 | Finishing Work | AS | Exterior/Interior Finish Work | 176 | Plasterboard Dry Liner System |  | 0 |  | 0 |  | 0 | 03 | Mineral Wool (Rock Wool) | 06 | for Wall To External Side | 38 | w/ 1-Layer Gypsum Board, Supporting Frame(Stud), Accessories |  | 0 | 76 | 1-Layer Gypsumboard THK=9.5mm | 0 | Insulation THK=( )mm | 0 | 0 | 0 | 0 | 0 | 0 |  | M2 | M2 | A04AS176 | A04AS176-00001
A04AS176-00002 | AR | A04 | Finishing Work | AS | Exterior/Interior Finish Work | 176 | Plasterboard Dry Liner System |  | 0 |  | 0 |  | 0 | 03 | Mineral Wool (Rock Wool) | 06 | for Wall To External Side | 38 | w/ 1-Layer Gypsum Board, Supporting Frame(Stud), Accessories |  | 0 | 77 | 1-Layer Gypsumboard THK=12.5mm | 0 | Insulation THK=( )mm | 0 | 0 | 0 | 0 | 0 | 0 |  | M2 | M2 | A04AS176 | A04AS176-00002
A04AS176-00003 | AR | A04 | Finishing Work | AS | Exterior/Interior Finish Work | 176 | Plasterboard Dry Liner System |  | 0 |  | 0 |  | 0 | 03 | Mineral Wool (Rock Wool) | 06 | for Wall To External Side | 38 | w/ 1-Layer Gypsum Board, Supporting Frame(Stud), Accessories |  | 0 | 78 | 1-Layer Gypsumboard THK=16mm | 0 | Insulation THK=( )mm | 0 | 0 | 0 | 0 | 0 | 0 |  | M2 | M2 | A04AS176 | A04AS176-00003
A04AS176-00004 | AR | A04 | Finishing Work | AS | Exterior/Interior Finish Work | 176 | Plasterboard Dry Liner System |  | 0 |  | 0 |  | 0 | 04 | Glass Wool (Fiberglass) | 06 | for Wall To External Side | 38 | w/ 1-Layer Gypsum Board, Supporting Frame(Stud), Accessories |  | 0 | 76 | 1-Layer Gypsumboard THK=9.5mm | 0 | Insulation THK=( )mm | 0 | 0 | 0 | 0 | 0 | 0 |  | M2 | M2 | A04AS176 | A04AS176-00004
A04AS176-00005 | AR | A04 | Finishing Work | AS | Exterior/Interior Finish Work | 176 | Plasterboard Dry Liner System |  | 0 |  | 0 |  | 0 | 04 | Glass Wool (Fiberglass) | 06 | for Wall To External Side | 38 | w/ 1-Layer Gypsum Board, Supporting Frame(Stud), Accessories |  | 0 | 77 | 1-Layer Gypsumboard THK=12.5mm | 0 | Insulation THK=( )mm | 0 | 0 | 0 | 0 | 0 | 0 |  | M2 | M2 | A04AS176 | A04AS176-00005
A04AS176-00006 | AR | A04 | Finishing Work | AS | Exterior/Interior Finish Work | 176 | Plasterboard Dry Liner System |  | 0 |  | 0 |  | 0 | 04 | Glass Wool (Fiberglass) | 06 | for Wall To External Side | 38 | w/ 1-Layer Gypsum Board, Supporting Frame(Stud), Accessories |  | 0 | 78 | 1-Layer Gypsumboard THK=16mm | 0 | Insulation THK=( )mm | 0 | 0 | 0 | 0 | 0 | 0 |  | M2 | M2 | A04AS176 | A04AS176-00006
A04AS176-00007 | AR | A04 | Finishing Work | AS | Exterior/Interior Finish Work | 176 | Plasterboard Dry Liner System |  | 0 |  | 0 |  | 0 | 05 | Rigid Insulation | 06 | for Wall To External Side | 38 | w/ 1-Layer Gypsum Board, Supporting Frame(Stud), Accessories |  | 0 | 76 | 1-Layer Gypsumboard THK=9.5mm | 0 | Insulation THK=( )mm | 0 | 0 | 0 | 0 | 0 | 0 |  | M2 | M2 | A04AS176 | A04AS176-00007
A04AS176-00008 | AR | A04 | Finishing Work | AS | Exterior/Interior Finish Work | 176 | Plasterboard Dry Liner System |  | 0 |  | 0 |  | 0 | 05 | Rigid Insulation | 06 | for Wall To External Side | 38 | w/ 1-Layer Gypsum Board, Supporting Frame(Stud), Accessories |  | 0 | 77 | 1-Layer Gypsumboard THK=12.5mm | 0 | Insulation THK=( )mm | 0 | 0 | 0 | 0 | 0 | 0 |  | M2 | M2 | A04AS176 | A04AS176-00008
A04AS176-00009 | AR | A04 | Finishing Work | AS | Exterior/Interior Finish Work | 176 | Plasterboard Dry Liner System |  | 0 |  | 0 |  | 0 | 05 | Rigid Insulation | 06 | for Wall To External Side | 38 | w/ 1-Layer Gypsum Board, Supporting Frame(Stud), Accessories |  | 0 | 78 | 1-Layer Gypsumboard THK=16mm | 0 | Insulation THK=( )mm | 0 | 0 | 0 | 0 | 0 | 0 |  | M2 | M2 | A04AS176 | A04AS176-00009
A04AS177-00001 | AR | A04 | Finishing Work | AS | Exterior/Interior Finish Work | 177 | Gypsumboard Partition Wall (Fixed Type) | BU | Fire Protective Rating: N/A, 1-Layer Gypsum Board to One Side |  | 0 |  | 0 | 02 | w/o Insulation |  | 0 | 39 | Including Supporting Frame(Stud) & Accessories |  | 0 | 76 | 1-Layer Gypsumboard THK=9.5mm | 0 |  | 0 | 0 | 0 | 0 | 0 | 0 |  | M2 | M2 | A04AS177 | A04AS177-00001
A04AS177-00002 | AR | A04 | Finishing Work | AS | Exterior/Interior Finish Work | 177 | Gypsumboard Partition Wall (Fixed Type) | BU | Fire Protective Rating: N/A, 1-Layer Gypsum Board to One Side |  | 0 |  | 0 | 02 | w/o Insulation |  | 0 | 39 | Including Supporting Frame(Stud) & Accessories |  | 0 | 77 | 1-Layer Gypsumboard THK=12.5mm | 0 |  | 0 | 0 | 0 | 0 | 0 | 0 |  | M2 | M2 | A04AS177 | A04AS177-00002
A04AS177-00003 | AR | A04 | Finishing Work | AS | Exterior/Interior Finish Work | 177 | Gypsumboard Partition Wall (Fixed Type) | BU | Fire Protective Rating: N/A, 1-Layer Gypsum Board to One Side |  | 0 |  | 0 | 02 | w/o Insulation |  | 0 | 39 | Including Supporting Frame(Stud) & Accessories |  | 0 | 78 | 1-Layer Gypsumboard THK=16mm | 0 |  | 0 | 0 | 0 | 0 | 0 | 0 |  | M2 | M2 | A04AS177 | A04AS177-00003
A04AS177-00004 | AR | A04 | Finishing Work | AS | Exterior/Interior Finish Work | 177 | Gypsumboard Partition Wall (Fixed Type) | BV | Fire Protective Rating: N/A, 2-Layer Gypsum Boards to One Side |  | 0 |  | 0 | 02 | w/o Insulation |  | 0 | 39 | Including Supporting Frame(Stud) & Accessories |  | 0 | 76 | 1-Layer Gypsumboard THK=9.5mm | 0 |  | 0 | 0 | 0 | 0 | 0 | 0 |  | M2 | M2 | A04AS177 | A04AS177-00004
A04AS177-00005 | AR | A04 | Finishing Work | AS | Exterior/Interior Finish Work | 177 | Gypsumboard Partition Wall (Fixed Type) | BV | Fire Protective Rating: N/A, 2-Layer Gypsum Boards to One Side |  | 0 |  | 0 | 02 | w/o Insulation |  | 0 | 39 | Including Supporting Frame(Stud) & Accessories |  | 0 | 77 | 1-Layer Gypsumboard THK=12.5mm | 0 |  | 0 | 0 | 0 | 0 | 0 | 0 |  | M2 | M2 | A04AS177 | A04AS177-00005
A04AS177-00006 | AR | A04 | Finishing Work | AS | Exterior/Interior Finish Work | 177 | Gypsumboard Partition Wall (Fixed Type) | BV | Fire Protective Rating: N/A, 2-Layer Gypsum Boards to One Side |  | 0 |  | 0 | 02 | w/o Insulation |  | 0 | 39 | Including Supporting Frame(Stud) & Accessories |  | 0 | 78 | 1-Layer Gypsumboard THK=16mm | 0 |  | 0 | 0 | 0 | 0 | 0 | 0 |  | M2 | M2 | A04AS177 | A04AS177-00006
A04AS177-00007 | AR | A04 | Finishing Work | AS | Exterior/Interior Finish Work | 177 | Gypsumboard Partition Wall (Fixed Type) | BW | Fire Protective Rating: N/A, 1-Layer Gypsum Board to Both Sides |  | 0 |  | 0 | 03 | Mineral Wool (Rock Wool) |  | 0 | 39 | Including Supporting Frame(Stud) & Accessories |  | 0 | 76 | 1-Layer Gypsumboard THK=9.5mm | 0 | Insulation THK=( )mm | 0 | 0 | 0 | 0 | 0 | 0 |  | M2 | M2 | A04AS177 | A04AS177-00007
A04AS177-00008 | AR | A04 | Finishing Work | AS | Exterior/Interior Finish Work | 177 | Gypsumboard Partition Wall (Fixed Type) | BW | Fire Protective Rating: N/A, 1-Layer Gypsum Board to Both Sides |  | 0 |  | 0 | 03 | Mineral Wool (Rock Wool) |  | 0 | 39 | Including Supporting Frame(Stud) & Accessories |  | 0 | 77 | 1-Layer Gypsumboard THK=12.5mm | 0 | Insulation THK=( )mm | 0 | 0 | 0 | 0 | 0 | 0 |  | M2 | M2 | A04AS177 | A04AS177-00008
A04AS177-00009 | AR | A04 | Finishing Work | AS | Exterior/Interior Finish Work | 177 | Gypsumboard Partition Wall (Fixed Type) | BW | Fire Protective Rating: N/A, 1-Layer Gypsum Board to Both Sides |  | 0 |  | 0 | 03 | Mineral Wool (Rock Wool) |  | 0 | 39 | Including Supporting Frame(Stud) & Accessories |  | 0 | 78 | 1-Layer Gypsumboard THK=16mm | 0 | Insulation THK=( )mm | 0 | 0 | 0 | 0 | 0 | 0 |  | M2 | M2 | A04AS177 | A04AS177-00009
A04AS177-00010 | AR | A04 | Finishing Work | AS | Exterior/Interior Finish Work | 177 | Gypsumboard Partition Wall (Fixed Type) | BW | Fire Protective Rating: N/A, 1-Layer Gypsum Board to Both Sides |  | 0 |  | 0 | 04 | Glass Wool (Fiberglass) |  | 0 | 39 | Including Supporting Frame(Stud) & Accessories |  | 0 | 76 | 1-Layer Gypsumboard THK=9.5mm | 0 | Insulation THK=( )mm | 0 | 0 | 0 | 0 | 0 | 0 |  | M2 | M2 | A04AS177 | A04AS177-00010
A04AS177-00011 | AR | A04 | Finishing Work | AS | Exterior/Interior Finish Work | 177 | Gypsumboard Partition Wall (Fixed Type) | BW | Fire Protective Rating: N/A, 1-Layer Gypsum Board to Both Sides |  | 0 |  | 0 | 04 | Glass Wool (Fiberglass) |  | 0 | 39 | Including Supporting Frame(Stud) & Accessories |  | 0 | 77 | 1-Layer Gypsumboard THK=12.5mm | 0 | Insulation THK=( )mm | 0 | 0 | 0 | 0 | 0 | 0 |  | M2 | M2 | A04AS177 | A04AS177-00011
A04AS177-00012 | AR | A04 | Finishing Work | AS | Exterior/Interior Finish Work | 177 | Gypsumboard Partition Wall (Fixed Type) | BW | Fire Protective Rating: N/A, 1-Layer Gypsum Board to Both Sides |  | 0 |  | 0 | 04 | Glass Wool (Fiberglass) |  | 0 | 39 | Including Supporting Frame(Stud) & Accessories |  | 0 | 78 | 1-Layer Gypsumboard THK=16mm | 0 | Insulation THK=( )mm | 0 | 0 | 0 | 0 | 0 | 0 |  | M2 | M2 | A04AS177 | A04AS177-00012
A04AS177-00013 | AR | A04 | Finishing Work | AS | Exterior/Interior Finish Work | 177 | Gypsumboard Partition Wall (Fixed Type) | BW | Fire Protective Rating: N/A, 1-Layer Gypsum Board to Both Sides |  | 0 |  | 0 | 02 | w/o Insulation |  | 0 | 39 | Including Supporting Frame(Stud) & Accessories |  | 0 | 76 | 1-Layer Gypsumboard THK=9.5mm | 0 |  | 0 | 0 | 0 | 0 | 0 | 0 |  | M2 | M2 | A04AS177 | A04AS177-00013
A04AS177-00014 | AR | A04 | Finishing Work | AS | Exterior/Interior Finish Work | 177 | Gypsumboard Partition Wall (Fixed Type) | BW | Fire Protective Rating: N/A, 1-Layer Gypsum Board to Both Sides |  | 0 |  | 0 | 02 | w/o Insulation |  | 0 | 39 | Including Supporting Frame(Stud) & Accessories |  | 0 | 77 | 1-Layer Gypsumboard THK=12.5mm | 0 |  | 0 | 0 | 0 | 0 | 0 | 0 |  | M2 | M2 | A04AS177 | A04AS177-00014
A04AS177-00015 | AR | A04 | Finishing Work | AS | Exterior/Interior Finish Work | 177 | Gypsumboard Partition Wall (Fixed Type) | BW | Fire Protective Rating: N/A, 1-Layer Gypsum Board to Both Sides |  | 0 |  | 0 | 02 | w/o Insulation |  | 0 | 39 | Including Supporting Frame(Stud) & Accessories |  | 0 | 78 | 1-Layer Gypsumboard THK=16mm | 0 |  | 0 | 0 | 0 | 0 | 0 | 0 |  | M2 | M2 | A04AS177 | A04AS177-00015
A04AS177-00016 | AR | A04 | Finishing Work | AS | Exterior/Interior Finish Work | 177 | Gypsumboard Partition Wall (Fixed Type) | CA | Fire Protective Rating: N/A, 2-Layer Gypsum Boards to Both Sides |  | 0 |  | 0 | 03 | Mineral Wool (Rock Wool) |  | 0 | 39 | Including Supporting Frame(Stud) & Accessories |  | 0 | 76 | 1-Layer Gypsumboard THK=9.5mm | 0 | Insulation THK=( )mm | 0 | 0 | 0 | 0 | 0 | 0 |  | M2 | M2 | A04AS177 | A04AS177-00016
A04AS177-00017 | AR | A04 | Finishing Work | AS | Exterior/Interior Finish Work | 177 | Gypsumboard Partition Wall (Fixed Type) | CA | Fire Protective Rating: N/A, 2-Layer Gypsum Boards to Both Sides |  | 0 |  | 0 | 03 | Mineral Wool (Rock Wool) |  | 0 | 39 | Including Supporting Frame(Stud) & Accessories |  | 0 | 77 | 1-Layer Gypsumboard THK=12.5mm | 0 | Insulation THK=( )mm | 0 | 0 | 0 | 0 | 0 | 0 |  | M2 | M2 | A04AS177 | A04AS177-00017
A04AS177-00018 | AR | A04 | Finishing Work | AS | Exterior/Interior Finish Work | 177 | Gypsumboard Partition Wall (Fixed Type) | CA | Fire Protective Rating: N/A, 2-Layer Gypsum Boards to Both Sides |  | 0 |  | 0 | 03 | Mineral Wool (Rock Wool) |  | 0 | 39 | Including Supporting Frame(Stud) & Accessories |  | 0 | 78 | 1-Layer Gypsumboard THK=16mm | 0 | Insulation THK=( )mm | 0 | 0 | 0 | 0 | 0 | 0 |  | M2 | M2 | A04AS177 | A04AS177-00018
A04AS177-00019 | AR | A04 | Finishing Work | AS | Exterior/Interior Finish Work | 177 | Gypsumboard Partition Wall (Fixed Type) | CA | Fire Protective Rating: N/A, 2-Layer Gypsum Boards to Both Sides |  | 0 |  | 0 | 04 | Glass Wool (Fiberglass) |  | 0 | 39 | Including Supporting Frame(Stud) & Accessories |  | 0 | 76 | 1-Layer Gypsumboard THK=9.5mm | 0 | Insulation THK=( )mm | 0 | 0 | 0 | 0 | 0 | 0 |  | M2 | M2 | A04AS177 | A04AS177-00019
A04AS177-00020 | AR | A04 | Finishing Work | AS | Exterior/Interior Finish Work | 177 | Gypsumboard Partition Wall (Fixed Type) | CA | Fire Protective Rating: N/A, 2-Layer Gypsum Boards to Both Sides |  | 0 |  | 0 | 04 | Glass Wool (Fiberglass) |  | 0 | 39 | Including Supporting Frame(Stud) & Accessories |  | 0 | 77 | 1-Layer Gypsumboard THK=12.5mm | 0 | Insulation THK=( )mm | 0 | 0 | 0 | 0 | 0 | 0 |  | M2 | M2 | A04AS177 | A04AS177-00020
A04AS177-00021 | AR | A04 | Finishing Work | AS | Exterior/Interior Finish Work | 177 | Gypsumboard Partition Wall (Fixed Type) | CA | Fire Protective Rating: N/A, 2-Layer Gypsum Boards to Both Sides |  | 0 |  | 0 | 04 | Glass Wool (Fiberglass) |  | 0 | 39 | Including Supporting Frame(Stud) & Accessories |  | 0 | 78 | 1-Layer Gypsumboard THK=16mm | 0 | Insulation THK=( )mm | 0 | 0 | 0 | 0 | 0 | 0 |  | M2 | M2 | A04AS177 | A04AS177-00021
A04AS177-00022 | AR | A04 | Finishing Work | AS | Exterior/Interior Finish Work | 177 | Gypsumboard Partition Wall (Fixed Type) | CA | Fire Protective Rating: N/A, 2-Layer Gypsum Boards to Both Sides |  | 0 |  | 0 | 02 | w/o Insulation |  | 0 | 39 | Including Supporting Frame(Stud) & Accessories |  | 0 | 76 | 1-Layer Gypsumboard THK=9.5mm | 0 |  | 0 | 0 | 0 | 0 | 0 | 0 |  | M2 | M2 | A04AS177 | A04AS177-00022
A04AS177-00023 | AR | A04 | Finishing Work | AS | Exterior/Interior Finish Work | 177 | Gypsumboard Partition Wall (Fixed Type) | CA | Fire Protective Rating: N/A, 2-Layer Gypsum Boards to Both Sides |  | 0 |  | 0 | 02 | w/o Insulation |  | 0 | 39 | Including Supporting Frame(Stud) & Accessories |  | 0 | 77 | 1-Layer Gypsumboard THK=12.5mm | 0 |  | 0 | 0 | 0 | 0 | 0 | 0 |  | M2 | M2 | A04AS177 | A04AS177-00023
A04AS177-00024 | AR | A04 | Finishing Work | AS | Exterior/Interior Finish Work | 177 | Gypsumboard Partition Wall (Fixed Type) | CA | Fire Protective Rating: N/A, 2-Layer Gypsum Boards to Both Sides |  | 0 |  | 0 | 02 | w/o Insulation |  | 0 | 39 | Including Supporting Frame(Stud) & Accessories |  | 0 | 78 | 1-Layer Gypsumboard THK=16mm | 0 |  | 0 | 0 | 0 | 0 | 0 | 0 |  | M2 | M2 | A04AS177 | A04AS177-00024
A04AS177-00025 | AR | A04 | Finishing Work | AS | Exterior/Interior Finish Work | 177 | Gypsumboard Partition Wall (Fixed Type) | CB | Fire Protective Rating: 1-hr, 2-Layer Gypsum Boards to Both Sides |  | 0 |  | 0 | 03 | Mineral Wool (Rock Wool) |  | 0 | 39 | Including Supporting Frame(Stud) & Accessories |  | 0 | 76 | 1-Layer Gypsumboard THK=9.5mm | 0 | Insulation THK=( )mm | 0 | 0 | 0 | 0 | 0 | 0 |  | M2 | M2 | A04AS177 | A04AS177-00025
A04AS177-00026 | AR | A04 | Finishing Work | AS | Exterior/Interior Finish Work | 177 | Gypsumboard Partition Wall (Fixed Type) | CB | Fire Protective Rating: 1-hr, 2-Layer Gypsum Boards to Both Sides |  | 0 |  | 0 | 03 | Mineral Wool (Rock Wool) |  | 0 | 39 | Including Supporting Frame(Stud) & Accessories |  | 0 | 77 | 1-Layer Gypsumboard THK=12.5mm | 0 | Insulation THK=( )mm | 0 | 0 | 0 | 0 | 0 | 0 |  | M2 | M2 | A04AS177 | A04AS177-00026
A04AS177-00027 | AR | A04 | Finishing Work | AS | Exterior/Interior Finish Work | 177 | Gypsumboard Partition Wall (Fixed Type) | CB | Fire Protective Rating: 1-hr, 2-Layer Gypsum Boards to Both Sides |  | 0 |  | 0 | 03 | Mineral Wool (Rock Wool) |  | 0 | 39 | Including Supporting Frame(Stud) & Accessories |  | 0 | 78 | 1-Layer Gypsumboard THK=16mm | 0 | Insulation THK=( )mm | 0 | 0 | 0 | 0 | 0 | 0 |  | M2 | M2 | A04AS177 | A04AS177-00027
A04AS177-00028 | AR | A04 | Finishing Work | AS | Exterior/Interior Finish Work | 177 | Gypsumboard Partition Wall (Fixed Type) | CB | Fire Protective Rating: 1-hr, 2-Layer Gypsum Boards to Both Sides |  | 0 |  | 0 | 04 | Glass Wool (Fiberglass) |  | 0 | 39 | Including Supporting Frame(Stud) & Accessories |  | 0 | 76 | 1-Layer Gypsumboard THK=9.5mm | 0 | Insulation THK=( )mm | 0 | 0 | 0 | 0 | 0 | 0 |  | M2 | M2 | A04AS177 | A04AS177-00028
A04AS177-00029 | AR | A04 | Finishing Work | AS | Exterior/Interior Finish Work | 177 | Gypsumboard Partition Wall (Fixed Type) | CB | Fire Protective Rating: 1-hr, 2-Layer Gypsum Boards to Both Sides |  | 0 |  | 0 | 04 | Glass Wool (Fiberglass) |  | 0 | 39 | Including Supporting Frame(Stud) & Accessories |  | 0 | 77 | 1-Layer Gypsumboard THK=12.5mm | 0 | Insulation THK=( )mm | 0 | 0 | 0 | 0 | 0 | 0 |  | M2 | M2 | A04AS177 | A04AS177-00029
A04AS177-00030 | AR | A04 | Finishing Work | AS | Exterior/Interior Finish Work | 177 | Gypsumboard Partition Wall (Fixed Type) | CB | Fire Protective Rating: 1-hr, 2-Layer Gypsum Boards to Both Sides |  | 0 |  | 0 | 04 | Glass Wool (Fiberglass) |  | 0 | 39 | Including Supporting Frame(Stud) & Accessories |  | 0 | 78 | 1-Layer Gypsumboard THK=16mm | 0 | Insulation THK=( )mm | 0 | 0 | 0 | 0 | 0 | 0 |  | M2 | M2 | A04AS177 | A04AS177-00030
A04AS177-00031 | AR | A04 | Finishing Work | AS | Exterior/Interior Finish Work | 177 | Gypsumboard Partition Wall (Fixed Type) | CC | Fire Protective Rating: 2-hrs, 2-Layer Gypsum Boards to Both Sides |  | 0 |  | 0 | 03 | Mineral Wool (Rock Wool) |  | 0 | 39 | Including Supporting Frame(Stud) & Accessories |  | 0 | 76 | 1-Layer Gypsumboard THK=9.5mm | 0 | Insulation THK=( )mm | 0 | 0 | 0 | 0 | 0 | 0 |  | M2 | M2 | A04AS177 | A04AS177-00031
A04AS177-00032 | AR | A04 | Finishing Work | AS | Exterior/Interior Finish Work | 177 | Gypsumboard Partition Wall (Fixed Type) | CC | Fire Protective Rating: 2-hrs, 2-Layer Gypsum Boards to Both Sides |  | 0 |  | 0 | 03 | Mineral Wool (Rock Wool) |  | 0 | 39 | Including Supporting Frame(Stud) & Accessories |  | 0 | 77 | 1-Layer Gypsumboard THK=12.5mm | 0 | Insulation THK=( )mm | 0 | 0 | 0 | 0 | 0 | 0 |  | M2 | M2 | A04AS177 | A04AS177-00032
A04AS177-00033 | AR | A04 | Finishing Work | AS | Exterior/Interior Finish Work | 177 | Gypsumboard Partition Wall (Fixed Type) | CC | Fire Protective Rating: 2-hrs, 2-Layer Gypsum Boards to Both Sides |  | 0 |  | 0 | 03 | Mineral Wool (Rock Wool) |  | 0 | 39 | Including Supporting Frame(Stud) & Accessories |  | 0 | 78 | 1-Layer Gypsumboard THK=16mm | 0 | Insulation THK=( )mm | 0 | 0 | 0 | 0 | 0 | 0 |  | M2 | M2 | A04AS177 | A04AS177-00033
A04AS177-00034 | AR | A04 | Finishing Work | AS | Exterior/Interior Finish Work | 177 | Gypsumboard Partition Wall (Fixed Type) | CC | Fire Protective Rating: 2-hrs, 2-Layer Gypsum Boards to Both Sides |  | 0 |  | 0 | 04 | Glass Wool (Fiberglass) |  | 0 | 39 | Including Supporting Frame(Stud) & Accessories |  | 0 | 76 | 1-Layer Gypsumboard THK=9.5mm | 0 | Insulation THK=( )mm | 0 | 0 | 0 | 0 | 0 | 0 |  | M2 | M2 | A04AS177 | A04AS177-00034
A04AS177-00035 | AR | A04 | Finishing Work | AS | Exterior/Interior Finish Work | 177 | Gypsumboard Partition Wall (Fixed Type) | CC | Fire Protective Rating: 2-hrs, 2-Layer Gypsum Boards to Both Sides |  | 0 |  | 0 | 04 | Glass Wool (Fiberglass) |  | 0 | 39 | Including Supporting Frame(Stud) & Accessories |  | 0 | 77 | 1-Layer Gypsumboard THK=12.5mm | 0 | Insulation THK=( )mm | 0 | 0 | 0 | 0 | 0 | 0 |  | M2 | M2 | A04AS177 | A04AS177-00035
A04AS177-00036 | AR | A04 | Finishing Work | AS | Exterior/Interior Finish Work | 177 | Gypsumboard Partition Wall (Fixed Type) | CC | Fire Protective Rating: 2-hrs, 2-Layer Gypsum Boards to Both Sides |  | 0 |  | 0 | 04 | Glass Wool (Fiberglass) |  | 0 | 39 | Including Supporting Frame(Stud) & Accessories |  | 0 | 78 | 1-Layer Gypsumboard THK=16mm | 0 | Insulation THK=( )mm | 0 | 0 | 0 | 0 | 0 | 0 |  | M2 | M2 | A04AS177 | A04AS177-00036
A04AS178-00001 | AR | A04 | Finishing Work | AS | Exterior/Interior Finish Work | 178 | Gypsumboard Partition Wall (Removable Type) | BW | Fire Protective Rating: N/A, 1-Layer Gypsum Board to Both Sides |  | 0 |  | 0 | 03 | Mineral Wool (Rock Wool) |  | 0 | 39 | Including Supporting Frame(Stud) & Accessories |  | 0 | 76 | 1-Layer Gypsumboard THK=9.5mm | 0 | Insulation THK=( )mm | 0 | 0 | 0 | 0 | 0 | 0 |  | M2 | M2 | A04AS178 | A04AS178-00001
A04AS178-00002 | AR | A04 | Finishing Work | AS | Exterior/Interior Finish Work | 178 | Gypsumboard Partition Wall (Removable Type) | BW | Fire Protective Rating: N/A, 1-Layer Gypsum Board to Both Sides |  | 0 |  | 0 | 03 | Mineral Wool (Rock Wool) |  | 0 | 39 | Including Supporting Frame(Stud) & Accessories |  | 0 | 77 | 1-Layer Gypsumboard THK=12.5mm | 0 | Insulation THK=( )mm | 0 | 0 | 0 | 0 | 0 | 0 |  | M2 | M2 | A04AS178 | A04AS178-00002
A04AS178-00003 | AR | A04 | Finishing Work | AS | Exterior/Interior Finish Work | 178 | Gypsumboard Partition Wall (Removable Type) | BW | Fire Protective Rating: N/A, 1-Layer Gypsum Board to Both Sides |  | 0 |  | 0 | 03 | Mineral Wool (Rock Wool) |  | 0 | 39 | Including Supporting Frame(Stud) & Accessories |  | 0 | 78 | 1-Layer Gypsumboard THK=16mm | 0 | Insulation THK=( )mm | 0 | 0 | 0 | 0 | 0 | 0 |  | M2 | M2 | A04AS178 | A04AS178-00003
A04AS178-00004 | AR | A04 | Finishing Work | AS | Exterior/Interior Finish Work | 178 | Gypsumboard Partition Wall (Removable Type) | BW | Fire Protective Rating: N/A, 1-Layer Gypsum Board to Both Sides |  | 0 |  | 0 | 04 | Glass Wool (Fiberglass) |  | 0 | 39 | Including Supporting Frame(Stud) & Accessories |  | 0 | 76 | 1-Layer Gypsumboard THK=9.5mm | 0 | Insulation THK=( )mm | 0 | 0 | 0 | 0 | 0 | 0 |  | M2 | M2 | A04AS178 | A04AS178-00004
A04AS178-00005 | AR | A04 | Finishing Work | AS | Exterior/Interior Finish Work | 178 | Gypsumboard Partition Wall (Removable Type) | BW | Fire Protective Rating: N/A, 1-Layer Gypsum Board to Both Sides |  | 0 |  | 0 | 04 | Glass Wool (Fiberglass) |  | 0 | 39 | Including Supporting Frame(Stud) & Accessories |  | 0 | 77 | 1-Layer Gypsumboard THK=12.5mm | 0 | Insulation THK=( )mm | 0 | 0 | 0 | 0 | 0 | 0 |  | M2 | M2 | A04AS178 | A04AS178-00005
A04AS178-00006 | AR | A04 | Finishing Work | AS | Exterior/Interior Finish Work | 178 | Gypsumboard Partition Wall (Removable Type) | BW | Fire Protective Rating: N/A, 1-Layer Gypsum Board to Both Sides |  | 0 |  | 0 | 04 | Glass Wool (Fiberglass) |  | 0 | 39 | Including Supporting Frame(Stud) & Accessories |  | 0 | 78 | 1-Layer Gypsumboard THK=16mm | 0 | Insulation THK=( )mm | 0 | 0 | 0 | 0 | 0 | 0 |  | M2 | M2 | A04AS178 | A04AS178-00006
A04AS178-00007 | AR | A04 | Finishing Work | AS | Exterior/Interior Finish Work | 178 | Gypsumboard Partition Wall (Removable Type) | BW | Fire Protective Rating: N/A, 1-Layer Gypsum Board to Both Sides |  | 0 |  | 0 | 02 | w/o Insulation |  | 0 | 39 | Including Supporting Frame(Stud) & Accessories |  | 0 | 76 | 1-Layer Gypsumboard THK=9.5mm | 0 |  | 0 | 0 | 0 | 0 | 0 | 0 |  | M2 | M2 | A04AS178 | A04AS178-00007
A04AS178-00008 | AR | A04 | Finishing Work | AS | Exterior/Interior Finish Work | 178 | Gypsumboard Partition Wall (Removable Type) | BW | Fire Protective Rating: N/A, 1-Layer Gypsum Board to Both Sides |  | 0 |  | 0 | 02 | w/o Insulation |  | 0 | 39 | Including Supporting Frame(Stud) & Accessories |  | 0 | 77 | 1-Layer Gypsumboard THK=12.5mm | 0 |  | 0 | 0 | 0 | 0 | 0 | 0 |  | M2 | M2 | A04AS178 | A04AS178-00008
A04AS178-00009 | AR | A04 | Finishing Work | AS | Exterior/Interior Finish Work | 178 | Gypsumboard Partition Wall (Removable Type) | BW | Fire Protective Rating: N/A, 1-Layer Gypsum Board to Both Sides |  | 0 |  | 0 | 02 | w/o Insulation |  | 0 | 39 | Including Supporting Frame(Stud) & Accessories |  | 0 | 78 | 1-Layer Gypsumboard THK=16mm | 0 |  | 0 | 0 | 0 | 0 | 0 | 0 |  | M2 | M2 | A04AS178 | A04AS178-00009
A04AS179-00001 | AR | A04 | Finishing Work | AS | Exterior/Interior Finish Work | 179 | Cubicle Partition |  | 0 |  | 0 |  | 0 |  | 0 | 07 | for Toilet | 32 | w/ Accessories |  | 0 |  | 0 | 0 | H=( )mm | 0 | 0 | 0 | 0 | 0 | 0 |  | M | M | A04AS179 | A04AS179-00001
A04AS180-00001 | AR | A04 | Finishing Work | AS | Exterior/Interior Finish Work | 180 | Shower Booth Partition |  | 0 |  | 0 |  | 0 |  | 0 |  | 0 | 32 | w/ Accessories |  | 0 |  | 0 | 0 | H=( )mm | 0 | 0 | 0 | 0 | 0 | 0 |  | M | M | A04AS180 | A04AS180-00001
A04AS181-00001 | AR | A04 | Finishing Work | AS | Exterior/Interior Finish Work | 181 | Acoustic Panel |  | 0 |  | 0 |  | 0 |  | 0 | 08 | for Wall | 40 | w/ Accessories (Supporting Frame, Acoustic Insulation, Etc.) |  | 0 |  |  | 0 |  | 0 | 0 | 0 | 0 | 0 | 0 |  | M2 | M2 | A04AS181 | A04AS181-00001
A04AS182-00001 | AR | A04 | Finishing Work | AS | Exterior/Interior Finish Work | 182 | Face Brick |  | 0 |  | 0 |  | 0 |  | 0 |  | 0 | 41 | w/ Bedding |  | 0 |  |  | 0 |  | 0 | 0 | 0 | 0 | 0 | 0 |  | M2 | M2 | A04AS182 | A04AS182-00001
A04AS183-00001 | AR | A04 | Finishing Work | AS | Exterior/Interior Finish Work | 183 | Hard Wood Trim |  | 0 |  | 0 |  | 0 |  | 0 | 08 | for Wall |  | 0 |  | 0 | 86 | H<150mm | 0 | H=( )mm | 0 | 0 | 0 | 0 | 0 | 0 |  | M | M | A04AS183 | A04AS183-00001
A04AS183-00002 | AR | A04 | Finishing Work | AS | Exterior/Interior Finish Work | 183 | Hard Wood Trim |  | 0 |  | 0 |  | 0 |  | 0 | 08 | for Wall |  | 0 |  | 0 | 67 | 150mm≤H<200mm | 0 | H=( )mm | 0 | 0 | 0 | 0 | 0 | 0 |  | M | M | A04AS183 | A04AS183-00002
A04AS183-00003 | AR | A04 | Finishing Work | AS | Exterior/Interior Finish Work | 183 | Hard Wood Trim |  | 0 |  | 0 |  | 0 |  | 0 | 08 | for Wall |  | 0 |  | 0 | 68 | 200mm≤H | 0 | H=( )mm | 0 | 0 | 0 | 0 | 0 | 0 |  | M | M | A04AS183 | A04AS183-00003
A04AS184-00001 | AR | A04 | Finishing Work | AS | Exterior/Interior Finish Work | 184 | Aluminum Baseboard |  | 0 |  | 0 |  | 0 |  | 0 | 09 | for Skirt | 42 | w/ Adhesive |  | 0 | 86 | H<150mm | 0 | H=( )mm | 0 | 0 | 0 | 0 | 0 | 0 |  | M | M | A04AS184 | A04AS184-00001
A04AS184-00002 | AR | A04 | Finishing Work | AS | Exterior/Interior Finish Work | 184 | Aluminum Baseboard |  | 0 |  | 0 |  | 0 |  | 0 | 09 | for Skirt | 42 | w/ Adhesive |  | 0 | 67 | 150mm≤H<200mm | 0 | H=( )mm | 0 | 0 | 0 | 0 | 0 | 0 |  | M | M | A04AS184 | A04AS184-00002
A04AS184-00003 | AR | A04 | Finishing Work | AS | Exterior/Interior Finish Work | 184 | Aluminum Baseboard |  | 0 |  | 0 |  | 0 |  | 0 | 09 | for Skirt | 42 | w/ Adhesive |  | 0 | 68 | 200mm≤H | 0 | H=( )mm | 0 | 0 | 0 | 0 | 0 | 0 |  | M | M | A04AS184 | A04AS184-00003
A04AS185-00001 | AR | A04 | Finishing Work | AS | Exterior/Interior Finish Work | 185 | Coved Rubber Skirting |  | 0 |  | 0 |  | 0 |  | 0 | 09 | for Skirt | 42 | w/ Adhesive |  | 0 | 86 | H<150mm | 0 | H=( )mm | 0 | 0 | 0 | 0 | 0 | 0 |  | M | M | A04AS185 | A04AS185-00001
A04AS185-00002 | AR | A04 | Finishing Work | AS | Exterior/Interior Finish Work | 185 | Coved Rubber Skirting |  | 0 |  | 0 |  | 0 |  | 0 | 09 | for Skirt | 42 | w/ Adhesive |  | 0 | 67 | 150mm≤H<200mm | 0 | H=( )mm | 0 | 0 | 0 | 0 | 0 | 0 |  | M | M | A04AS185 | A04AS185-00002
A04AS185-00003 | AR | A04 | Finishing Work | AS | Exterior/Interior Finish Work | 185 | Coved Rubber Skirting |  | 0 |  | 0 |  | 0 |  | 0 | 09 | for Skirt | 42 | w/ Adhesive |  | 0 | 68 | 200mm≤H | 0 | H=( )mm | 0 | 0 | 0 | 0 | 0 | 0 |  | M | M | A04AS185 | A04AS185-00003
A04AS186-00001 | AR | A04 | Finishing Work | AS | Exterior/Interior Finish Work | 186 | Fiber Board Ceiling System | CD | M-Bar System |  | 0 |  | 0 |  | 0 |  | 0 | 43 | w/ Hot-Dip Galvanized Suspension System & Accessories(Moldings, Ceiling Access Door/Hatch, Curtain Boxes and etc.) |  | 0 |  | 0 | 0 | Tile Size=( )mm x ( )mm | 0 | 0 | 0 | 0 | 0 | 0 |  | M2 | M2 | A04AS186 | A04AS186-00001
A04AS186-00002 | AR | A04 | Finishing Work | AS | Exterior/Interior Finish Work | 186 | Fiber Board Ceiling System | CE | T-Bar System |  | 0 |  | 0 |  | 0 |  | 0 | 43 | w/ Hot-Dip Galvanized Suspension System & Accessories(Moldings, Ceiling Access Door/Hatch, Curtain Boxes and etc.) |  | 0 |  | 0 | 0 | Tile Size=( )mm x ( )mm | 0 | 0 | 0 | 0 | 0 | 0 |  | M2 | M2 | A04AS186 | A04AS186-00002
A04AS187-00001 | AR | A04 | Finishing Work | AS | Exterior/Interior Finish Work | 187 | Gypsum Plaster Board Ceiling System | CD | M-Bar System |  | 0 |  | 0 |  | 0 |  | 0 | 43 | w/ Hot-Dip Galvanized Suspension System & Accessories(Moldings, Ceiling Access Door/Hatch, Curtain Boxes and etc.) |  | 0 | 77 | 1-Layer Gypsumboard THK=12.5mm | 0 |  | 0 | 0 | 0 | 0 | 0 | 0 |  | M2 | M2 | A04AS187 | A04AS187-00001
A04AS187-00002 | AR | A04 | Finishing Work | AS | Exterior/Interior Finish Work | 187 | Gypsum Plaster Board Ceiling System | CD | M-Bar System |  | 0 |  | 0 |  | 0 |  | 0 | 43 | w/ Hot-Dip Galvanized Suspension System & Accessories(Moldings, Ceiling Access Door/Hatch, Curtain Boxes and etc.) |  | 0 | 78 | 1-Layer Gypsumboard THK=16mm | 0 |  | 0 | 0 | 0 | 0 | 0 | 0 |  | M2 | M2 | A04AS187 | A04AS187-00002
A04AS188-00001 | AR | A04 | Finishing Work | AS | Exterior/Interior Finish Work | 188 | Moisture Resistant Gypsum Plaster Board Ceiling System | CD | M-Bar System |  | 0 |  | 0 |  | 0 |  | 0 | 43 | w/ Hot-Dip Galvanized Suspension System & Accessories(Moldings, Ceiling Access Door/Hatch, Curtain Boxes and etc.) |  | 0 | 77 | 1-Layer Gypsumboard THK=12.5mm | 0 |  | 0 | 0 | 0 | 0 | 0 | 0 |  | M2 | M2 | A04AS188 | A04AS188-00001
A04AS188-00002 | AR | A04 | Finishing Work | AS | Exterior/Interior Finish Work | 188 | Moisture Resistant Gypsum Plaster Board Ceiling System | CD | M-Bar System |  | 0 |  | 0 |  | 0 |  | 0 | 43 | w/ Hot-Dip Galvanized Suspension System & Accessories(Moldings, Ceiling Access Door/Hatch, Curtain Boxes and etc.) |  | 0 | 78 | 1-Layer Gypsumboard THK=16mm | 0 |  | 0 | 0 | 0 | 0 | 0 | 0 |  | M2 | M2 | A04AS188 | A04AS188-00002
A04AS189-00001 | AR | A04 | Finishing Work | AS | Exterior/Interior Finish Work | 189 | Cement Board Ceiling System | CD | M-Bar System |  | 0 |  | 0 |  | 0 |  | 0 | 43 | w/ Hot-Dip Galvanized Suspension System & Accessories(Moldings, Ceiling Access Door/Hatch, Curtain Boxes and etc.) |  | 0 |  | 0 | 0 | Tile Size=( )mm x ( )mm | 0 | 0 | 0 | 0 | 0 | 0 |  | M2 | M2 | A04AS189 | A04AS189-00001
A04AS189-00002 | AR | A04 | Finishing Work | AS | Exterior/Interior Finish Work | 189 | Cement Board Ceiling System | CE | T-Bar System |  | 0 |  | 0 |  | 0 |  | 0 | 43 | w/ Hot-Dip Galvanized Suspension System & Accessories(Moldings, Ceiling Access Door/Hatch, Curtain Boxes and etc.) |  | 0 |  | 0 | 0 | Tile Size=( )mm x ( )mm | 0 | 0 | 0 | 0 | 0 | 0 |  | M2 | M2 | A04AS189 | A04AS189-00002
A04AS190-00001 | AR | A04 | Finishing Work | AS | Exterior/Interior Finish Work | 190 | Acoustic Tiled Ceiling System | CD | M-Bar System |  | 0 |  | 0 |  | 0 |  | 0 | 43 | w/ Hot-Dip Galvanized Suspension System & Accessories(Moldings, Ceiling Access Door/Hatch, Curtain Boxes and etc.) |  | 0 |  | 0 | 0 | Tile Size=( )mm x ( )mm | 0 | 0 | 0 | 0 | 0 | 0 |  | M2 | M2 | A04AS190 | A04AS190-00001
A04AS190-00002 | AR | A04 | Finishing Work | AS | Exterior/Interior Finish Work | 190 | Acoustic Tiled Ceiling System | CE | T-Bar System |  | 0 |  | 0 |  | 0 |  | 0 | 43 | w/ Hot-Dip Galvanized Suspension System & Accessories(Moldings, Ceiling Access Door/Hatch, Curtain Boxes and etc.) |  | 0 |  | 0 | 0 | Tile Size=( )mm x ( )mm | 0 | 0 | 0 | 0 | 0 | 0 |  | M2 | M2 | A04AS190 | A04AS190-00002
A04AS191-00001 | AR | A04 | Finishing Work | AS | Exterior/Interior Finish Work | 191 | Moisture Resistant Tiled Ceiling System | CD | M-Bar System |  | 0 |  | 0 |  | 0 |  | 0 | 43 | w/ Hot-Dip Galvanized Suspension System & Accessories(Moldings, Ceiling Access Door/Hatch, Curtain Boxes and etc.) |  | 0 |  | 0 | 0 | Tile Size=( )mm x ( )mm | 0 | 0 | 0 | 0 | 0 | 0 |  | M2 | M2 | A04AS191 | A04AS191-00001
A04AS191-00002 | AR | A04 | Finishing Work | AS | Exterior/Interior Finish Work | 191 | Moisture Resistant Tiled Ceiling System | CE | T-Bar System |  | 0 |  | 0 |  | 0 |  | 0 | 43 | w/ Hot-Dip Galvanized Suspension System & Accessories(Moldings, Ceiling Access Door/Hatch, Curtain Boxes and etc.) |  | 0 |  | 0 | 0 | Tile Size=( )mm x ( )mm | 0 | 0 | 0 | 0 | 0 | 0 |  | M2 | M2 | A04AS191 | A04AS191-00002
A04AS192-00001 | AR | A04 | Finishing Work | AS | Exterior/Interior Finish Work | 192 | Aluminum Spandrel Ceiling System | CD | M-Bar System |  | 0 |  | 0 |  | 0 |  | 0 | 43 | w/ Hot-Dip Galvanized Suspension System & Accessories(Moldings, Ceiling Access Door/Hatch, Curtain Boxes and etc.) |  | 0 |  |  | 0 |  | 0 | 0 | 0 | 0 | 0 | 0 |  | M2 | M2 | A04AS192 | A04AS192-00001
A04AS193-00001 | AR | A04 | Finishing Work | AS | Exterior/Interior Finish Work | 193 | Metal Open Cell Ceiling | CD | M-Bar System |  | 0 |  | 0 |  | 0 |  | 0 | 43 | w/ Hot-Dip Galvanized Suspension System & Accessories(Moldings, Ceiling Access Door/Hatch, Curtain Boxes and etc.) |  | 0 |  |  | 0 |  | 0 | 0 | 0 | 0 | 0 | 0 |  | M2 | M2 | A04AS193 | A04AS193-00001
A04AS194-00001 | AR | A04 | Finishing Work | AS | Exterior/Interior Finish Work | 194 | Rigid Insulation |  | 0 |  | 0 |  | 0 |  | 0 | 10 | for Exposed Ceiling Structure of Cable Room | 32 | w/ Accessories |  | 0 | 31 | THK<50mm | 0 | THK=( )mm | 0 | 0 | 0 | 0 | 0 | 0 |  | M2 | M2 | A04AS194 | A04AS194-00001
A04AS194-00002 | AR | A04 | Finishing Work | AS | Exterior/Interior Finish Work | 194 | Rigid Insulation |  | 0 |  | 0 |  | 0 |  | 0 | 10 | for Exposed Ceiling Structure of Cable Room | 32 | w/ Accessories |  | 0 | 09 | 50mm≤THK<75mm | 0 | THK=( )mm | 0 | 0 | 0 | 0 | 0 | 0 |  | M2 | M2 | A04AS194 | A04AS194-00002
A04AS194-00003 | AR | A04 | Finishing Work | AS | Exterior/Interior Finish Work | 194 | Rigid Insulation |  | 0 |  | 0 |  | 0 |  | 0 | 10 | for Exposed Ceiling Structure of Cable Room | 32 | w/ Accessories |  | 0 | 27 | 75mm≤THK | 0 | THK=( )mm | 0 | 0 | 0 | 0 | 0 | 0 |  | M2 | M2 | A04AS194 | A04AS194-00003
A04AS194-00004 | AR | A04 | Finishing Work | AS | Exterior/Interior Finish Work | 194 | Rigid Insulation |  | 0 |  | 0 |  | 0 |  | 0 | 11 | for Exposed Wall Structure of Cable Room | 32 | w/ Accessories |  | 0 | 31 | THK<50mm | 0 | THK=( )mm | 0 | 0 | 0 | 0 | 0 | 0 |  | M2 | M2 | A04AS194 | A04AS194-00004
A04AS194-00005 | AR | A04 | Finishing Work | AS | Exterior/Interior Finish Work | 194 | Rigid Insulation |  | 0 |  | 0 |  | 0 |  | 0 | 11 | for Exposed Wall Structure of Cable Room | 32 | w/ Accessories |  | 0 | 09 | 50mm≤THK<75mm | 0 | THK=( )mm | 0 | 0 | 0 | 0 | 0 | 0 |  | M2 | M2 | A04AS194 | A04AS194-00005
A04AS194-00006 | AR | A04 | Finishing Work | AS | Exterior/Interior Finish Work | 194 | Rigid Insulation |  | 0 |  | 0 |  | 0 |  | 0 | 11 | for Exposed Wall Structure of Cable Room | 32 | w/ Accessories |  | 0 | 27 | 75mm≤THK | 0 | THK=( )mm | 0 | 0 | 0 | 0 | 0 | 0 |  | M2 | M2 | A04AS194 | A04AS194-00006
A04AS195-00001 | AR | A04 | Finishing Work | AS | Exterior/Interior Finish Work | 195 | Pre-Fabricated Canopy | CF | Steel Canopy |  | 0 |  | 0 |  | 0 |  | 0 | 44 | w/ Supporting Frame, Accessories |  | 0 |  | 0 | 0 | W x L x Min. D=( )mm x ( )mm x ( )mm | 0 | 0 | 0 | 0 | 0 | 0 |  | EA | EA | A04AS195 | A04AS195-00001
A04AS195-00002 | AR | A04 | Finishing Work | AS | Exterior/Interior Finish Work | 195 | Pre-Fabricated Canopy | CG | Stainless Steel Canopy |  | 0 |  | 0 |  | 0 |  | 0 | 44 | w/ Supporting Frame, Accessories |  | 0 |  | 0 | 0 | W x L x Min. D=( )mm x ( )mm x ( )mm | 0 | 0 | 0 | 0 | 0 | 0 |  | EA | EA | A04AS195 | A04AS195-00002
A04AS195-00003 | AR | A04 | Finishing Work | AS | Exterior/Interior Finish Work | 195 | Pre-Fabricated Canopy | CH | Aluminum Canopy |  | 0 |  | 0 |  | 0 |  | 0 | 44 | w/ Supporting Frame, Accessories |  | 0 |  | 0 | 0 | W x L x Min. D=( )mm x ( )mm x ( )mm | 0 | 0 | 0 | 0 | 0 | 0 |  | EA | EA | A04AS195 | A04AS195-00003
A04AS195-00004 | AR | A04 | Finishing Work | AS | Exterior/Interior Finish Work | 195 | Pre-Fabricated Canopy | CJ | Polycarbonate Canopy |  | 0 |  | 0 |  | 0 |  | 0 | 44 | w/ Supporting Frame, Accessories |  | 0 |  | 0 | 0 | W x L x Min. D=( )mm x ( )mm x ( )mm | 0 | 0 | 0 | 0 | 0 | 0 |  | EA | EA | A04AS195 | A04AS195-00004
A04AS195-00005 | AR | A04 | Finishing Work | AS | Exterior/Interior Finish Work | 195 | Pre-Fabricated Canopy | CK | GRP Canopy |  | 0 |  | 0 |  | 0 |  | 0 | 44 | w/ Supporting Frame, Accessories |  | 0 |  | 0 | 0 | W x L x Min. D=( )mm x ( )mm x ( )mm | 0 | 0 | 0 | 0 | 0 | 0 |  | EA | EA | A04AS195 | A04AS195-00005
A04AS195-00006 | AR | A04 | Finishing Work | AS | Exterior/Interior Finish Work | 195 | Pre-Fabricated Canopy | CL | Steel Canopy (Continuous Type) |  | 0 |  | 0 |  | 0 |  | 0 | 45 | along Walkway, w/ Supporting Frame, Accessories |  | 0 |  | 0 | 0 | W x Min. D=( )mm x ( )mm | 0 | 0 | 0 | 0 | 0 | 0 |  | EA | M | A04AS195 | A04AS195-00006
A04AS195-00007 | AR | A04 | Finishing Work | AS | Exterior/Interior Finish Work | 195 | Pre-Fabricated Canopy | CM | Polycarbonate Canopy (Continuous Type) |  | 0 |  | 0 |  | 0 |  | 0 | 45 | along Walkway, w/ Supporting Frame, Accessories |  | 0 |  | 0 | 0 | W x Min. D=( )mm x ( )mm | 0 | 0 | 0 | 0 | 0 | 0 |  | EA | M | A04AS195 | A04AS195-00007
A04AS195-00008 | AR | A04 | Finishing Work | AS | Exterior/Interior Finish Work | 195 | Pre-Fabricated Canopy | CN | Steel Canopy (Rounded Type) |  | 0 |  | 0 |  | 0 |  | 0 | 44 | w/ Supporting Frame, Accessories |  | 0 |  | 0 | 0 | W x H x Min. D=( )mm x ( )mm x ( )mm | 0 | 0 | 0 | 0 | 0 | 0 |  | EA | EA | A04AS195 | A04AS195-00008
A04AS195-00009 | AR | A04 | Finishing Work | AS | Exterior/Interior Finish Work | 195 | Pre-Fabricated Canopy | CP | Stainless Steel Canopy (Rounded Type) |  | 0 |  | 0 |  | 0 |  | 0 | 44 | w/ Supporting Frame, Accessories |  | 0 |  | 0 | 0 | W x H x Min. D=( )mm x ( )mm x ( )mm | 0 | 0 | 0 | 0 | 0 | 0 |  | EA | EA | A04AS195 | A04AS195-00009
A04AS195-00010 | AR | A04 | Finishing Work | AS | Exterior/Interior Finish Work | 195 | Pre-Fabricated Canopy | CQ | Aluminum Canopy (Rounded Type) |  | 0 |  | 0 |  | 0 |  | 0 | 44 | w/ Supporting Frame, Accessories |  | 0 |  | 0 | 0 | W x H x Min. D=( )mm x ( )mm x ( )mm | 0 | 0 | 0 | 0 | 0 | 0 |  | EA | EA | A04AS195 | A04AS195-00010
A04AS195-00011 | AR | A04 | Finishing Work | AS | Exterior/Interior Finish Work | 195 | Pre-Fabricated Canopy | CR | Polycarbonate Canopy (Rounded Type) |  | 0 |  | 0 |  | 0 |  | 0 | 44 | w/ Supporting Frame, Accessories |  | 0 |  | 0 | 0 | W x H x Min. D=( )mm x ( )mm x ( )mm | 0 | 0 | 0 | 0 | 0 | 0 |  | EA | EA | A04AS195 | A04AS195-00011
A04AS195-00012 | AR | A04 | Finishing Work | AS | Exterior/Interior Finish Work | 195 | Pre-Fabricated Canopy | CS | GRP Canopy (Rounded Type) |  | 0 |  | 0 |  | 0 |  | 0 | 44 | w/ Supporting Frame, Accessories |  | 0 |  | 0 | 0 | W x H x Min. D=( )mm x ( )mm x ( )mm | 0 | 0 | 0 | 0 | 0 | 0 |  | EA | EA | A04AS195 | A04AS195-00012
A04AS196-00001 | AR | A04 | Finishing Work | AS | Exterior/Interior Finish Work | 196 | Custom-Made Canopy for Main Entrance | CF | Steel Canopy |  | 0 |  | 0 |  | 0 |  | 0 | 46 | w/ Supporting Frame, Accessories, Lighting Fixtures |  | 0 |  | 0 | 0 | W x H x Min. D=( )mm x ( )mm x ( )mm | 0 | 0 | 0 | 0 | 0 | 0 |  | SET | SET | A04AS196 | A04AS196-00001
A04AS196-00002 | AR | A04 | Finishing Work | AS | Exterior/Interior Finish Work | 196 | Custom-Made Canopy for Main Entrance | CG | Stainless Steel Canopy |  | 0 |  | 0 |  | 0 |  | 0 | 46 | w/ Supporting Frame, Accessories, Lighting Fixtures |  | 0 |  | 0 | 0 | W x H x Min. D=( )mm x ( )mm x ( )mm | 0 | 0 | 0 | 0 | 0 | 0 |  | SET | SET | A04AS196 | A04AS196-00002
A04AS196-00003 | AR | A04 | Finishing Work | AS | Exterior/Interior Finish Work | 196 | Custom-Made Canopy for Main Entrance | CH | Aluminum Canopy |  | 0 |  | 0 |  | 0 |  | 0 | 46 | w/ Supporting Frame, Accessories, Lighting Fixtures |  | 0 |  | 0 | 0 | W x H x Min. D=( )mm x ( )mm x ( )mm | 0 | 0 | 0 | 0 | 0 | 0 |  | SET | SET | A04AS196 | A04AS196-00003
A04AS197-00001 | AR | A04 | Finishing Work | AS | Exterior/Interior Finish Work | 197 | Roof Tile | CT | Metallic Tile w/ Insulation |  | 0 |  | 0 |  | 0 |  | 0 | 27 | w/ Mortar Bond Coat or Adhesive |  | 0 |  | 0 | 0 |  | 0 | 0 | 0 | 0 | 0 | 0 |  | M2 | M2 | A04AS197 | A04AS197-00001
A04AS197-00002 | AR | A04 | Finishing Work | AS | Exterior/Interior Finish Work | 197 | Roof Tile | CU | Metallic Tile w/o Insulation |  | 0 |  | 0 |  | 0 |  | 0 | 27 | w/ Mortar Bond Coat or Adhesive |  | 0 |  | 0 | 0 |  | 0 | 0 | 0 | 0 | 0 | 0 |  | M2 | M2 | A04AS197 | A04AS197-00002
A04AS314-00001 | AR | A04 | Finishing Work | AS | Exterior/Interior Finish Work | 314 | Plywood w/ Fire Retardant Paint |  | 0 |  | 0 |  | 0 |  | 0 |  | 0 |  | 0 |  | 0 |  | 0 | 0 |  | 0 | 0 | 0 | 0 | 0 | 0 |  | M2 | M2 | A04AS314 | A04AS314-00001
A04AT198-00001 | AR | A04 | Finishing Work | AT | Plastering Work | 198 | Plastering |  | 0 |  | 0 |  | 0 |  | 0 | 12 | for External Masonry Wall |  |  |  | 0 |  | 0 | 0 | THK=( )mm | 0 | 0 | 0 | 0 | 0 | 0 |  | M2 | M2 | A04AT198 | A04AT198-00001
A04AT198-00002 | AR | A04 | Finishing Work | AT | Plastering Work | 198 | Plastering |  | 0 |  | 0 |  | 0 |  | 0 | 13 | for Internal Masonry Wall |  |  |  | 0 |  | 0 | 0 | THK=( )mm | 0 | 0 | 0 | 0 | 0 | 0 |  | M2 | M2 | A04AT198 | A04AT198-00002
A04AT198-00003 | AR | A04 | Finishing Work | AT | Plastering Work | 198 | Plastering |  | 0 |  | 0 |  | 0 |  | 0 | 14 | for Exposed Conc. Surface |  |  |  | 0 |  | 0 | 0 | THK=( )mm | 0 | 0 | 0 | 0 | 0 | 0 |  | M2 | M2 | A04AT198 | A04AT198-00003
A04AV205-00001 | AR | A04 | Finishing Work | AV | Misc. Work | 205 | Roof Drain (for Building) | DQ | Cast Iron Type |  | 0 |  | 0 |  | 0 |  | 0 |  |  |  | 0 | 56 | DIA=100mm | 0 |  | 0 | 0 | 0 | 0 | 0 | 0 |  | EA | EA | A04AV205 | A04AV205-00001
A04AV205-00002 | AR | A04 | Finishing Work | AV | Misc. Work | 205 | Roof Drain (for Building) | DQ | Cast Iron Type |  | 0 |  | 0 |  | 0 |  | 0 |  |  |  | 0 | 57 | DIA=150mm | 0 |  | 0 | 0 | 0 | 0 | 0 | 0 |  | EA | EA | A04AV205 | A04AV205-00002
A04AV205-00003 | AR | A04 | Finishing Work | AV | Misc. Work | 205 | Roof Drain (for Building) | DQ | Cast Iron Type |  | 0 |  | 0 |  | 0 |  | 0 |  |  |  | 0 | 58 | DIA=200mm | 0 |  | 0 | 0 | 0 | 0 | 0 | 0 |  | EA | EA | A04AV205 | A04AV205-00003
A04AV205-00004 | AR | A04 | Finishing Work | AV | Misc. Work | 205 | Roof Drain (for Building) | DQ | Cast Iron Type |  | 0 |  | 0 |  | 0 |  | 0 |  |  |  | 0 | 59 | DIA=250mm | 0 |  | 0 | 0 | 0 | 0 | 0 | 0 |  | EA | EA | A04AV205 | A04AV205-00004
A04AV205-00005 | AR | A04 | Finishing Work | AV | Misc. Work | 205 | Roof Drain (for Building) | 29 | PVC Type |  | 0 |  | 0 |  | 0 |  | 0 |  |  |  | 0 | 56 | DIA=100mm | 0 |  | 0 | 0 | 0 | 0 | 0 | 0 |  | EA | EA | A04AV205 | A04AV205-00005
A04AV205-00006 | AR | A04 | Finishing Work | AV | Misc. Work | 205 | Roof Drain (for Building) | 29 | PVC Type |  | 0 |  | 0 |  | 0 |  | 0 |  |  |  | 0 | 57 | DIA=150mm | 0 |  | 0 | 0 | 0 | 0 | 0 | 0 |  | EA | EA | A04AV205 | A04AV205-00006
A04AV205-00007 | AR | A04 | Finishing Work | AV | Misc. Work | 205 | Roof Drain (for Building) | 29 | PVC Type |  | 0 |  | 0 |  | 0 |  | 0 |  |  |  | 0 | 58 | DIA=200mm | 0 |  | 0 | 0 | 0 | 0 | 0 | 0 |  | EA | EA | A04AV205 | A04AV205-00007
A04AV205-00008 | AR | A04 | Finishing Work | AV | Misc. Work | 205 | Roof Drain (for Building) | 29 | PVC Type |  | 0 |  | 0 |  | 0 |  | 0 |  |  |  | 0 | 59 | DIA=250mm | 0 |  | 0 | 0 | 0 | 0 | 0 | 0 |  | EA | EA | A04AV205 | A04AV205-00008
A04AV205-00009 | AR | A04 | Finishing Work | AV | Misc. Work | 205 | Roof Drain (for Building) | 30 | Stainless Steel Type |  | 0 |  | 0 |  | 0 |  | 0 |  |  |  | 0 | 56 | DIA=100mm | 0 |  | 0 | 0 | 0 | 0 | 0 | 0 |  | EA | EA | A04AV205 | A04AV205-00009
A04AV205-00010 | AR | A04 | Finishing Work | AV | Misc. Work | 205 | Roof Drain (for Building) | 30 | Stainless Steel Type |  | 0 |  | 0 |  | 0 |  | 0 |  |  |  | 0 | 57 | DIA=150mm | 0 |  | 0 | 0 | 0 | 0 | 0 | 0 |  | EA | EA | A04AV205 | A04AV205-00010
A04AV205-00011 | AR | A04 | Finishing Work | AV | Misc. Work | 205 | Roof Drain (for Building) | 30 | Stainless Steel Type |  | 0 |  | 0 |  | 0 |  | 0 |  |  |  | 0 | 58 | DIA=200mm | 0 |  | 0 | 0 | 0 | 0 | 0 | 0 |  | EA | EA | A04AV205 | A04AV205-00011
A04AV205-00012 | AR | A04 | Finishing Work | AV | Misc. Work | 205 | Roof Drain (for Building) | 30 | Stainless Steel Type |  | 0 |  | 0 |  | 0 |  | 0 |  |  |  | 0 | 59 | DIA=250mm | 0 |  | 0 | 0 | 0 | 0 | 0 | 0 |  | EA | EA | A04AV205 | A04AV205-00012
A04AV206-00001 | AR | A04 | Finishing Work | AV | Misc. Work | 206 | Roof Drain (for Shelter) | DQ | Cast Iron Type |  | 0 |  | 0 |  | 0 |  | 0 |  |  |  | 0 | 56 | DIA=100mm | 0 |  | 0 | 0 | 0 | 0 | 0 | 0 |  | EA | EA | A04AV206 | A04AV206-00001
A04AV206-00002 | AR | A04 | Finishing Work | AV | Misc. Work | 206 | Roof Drain (for Shelter) | DQ | Cast Iron Type |  | 0 |  | 0 |  | 0 |  | 0 |  |  |  | 0 | 57 | DIA=150mm | 0 |  | 0 | 0 | 0 | 0 | 0 | 0 |  | EA | EA | A04AV206 | A04AV206-00002
A04AV206-00003 | AR | A04 | Finishing Work | AV | Misc. Work | 206 | Roof Drain (for Shelter) | DQ | Cast Iron Type |  | 0 |  | 0 |  | 0 |  | 0 |  |  |  | 0 | 58 | DIA=200mm | 0 |  | 0 | 0 | 0 | 0 | 0 | 0 |  | EA | EA | A04AV206 | A04AV206-00003
A04AV206-00004 | AR | A04 | Finishing Work | AV | Misc. Work | 206 | Roof Drain (for Shelter) | DQ | Cast Iron Type |  | 0 |  | 0 |  | 0 |  | 0 |  |  |  | 0 | 59 | DIA=250mm | 0 |  | 0 | 0 | 0 | 0 | 0 | 0 |  | EA | EA | A04AV206 | A04AV206-00004
A04AV206-00005 | AR | A04 | Finishing Work | AV | Misc. Work | 206 | Roof Drain (for Shelter) | 29 | PVC Type |  | 0 |  | 0 |  | 0 |  | 0 |  |  |  | 0 | 56 | DIA=100mm | 0 |  | 0 | 0 | 0 | 0 | 0 | 0 |  | EA | EA | A04AV206 | A04AV206-00005
A04AV206-00006 | AR | A04 | Finishing Work | AV | Misc. Work | 206 | Roof Drain (for Shelter) | 29 | PVC Type |  | 0 |  | 0 |  | 0 |  | 0 |  |  |  | 0 | 57 | DIA=150mm | 0 |  | 0 | 0 | 0 | 0 | 0 | 0 |  | EA | EA | A04AV206 | A04AV206-00006
A04AV206-00007 | AR | A04 | Finishing Work | AV | Misc. Work | 206 | Roof Drain (for Shelter) | 29 | PVC Type |  | 0 |  | 0 |  | 0 |  | 0 |  |  |  | 0 | 58 | DIA=200mm | 0 |  | 0 | 0 | 0 | 0 | 0 | 0 |  | EA | EA | A04AV206 | A04AV206-00007
A04AV206-00008 | AR | A04 | Finishing Work | AV | Misc. Work | 206 | Roof Drain (for Shelter) | 29 | PVC Type |  | 0 |  | 0 |  | 0 |  | 0 |  |  |  | 0 | 59 | DIA=250mm | 0 |  | 0 | 0 | 0 | 0 | 0 | 0 |  | EA | EA | A04AV206 | A04AV206-00008
A04AV206-00009 | AR | A04 | Finishing Work | AV | Misc. Work | 206 | Roof Drain (for Shelter) | 30 | Stainless Steel Type |  | 0 |  | 0 |  | 0 |  | 0 |  |  |  | 0 | 56 | DIA=100mm | 0 |  | 0 | 0 | 0 | 0 | 0 | 0 |  | EA | EA | A04AV206 | A04AV206-00009
A04AV206-00010 | AR | A04 | Finishing Work | AV | Misc. Work | 206 | Roof Drain (for Shelter) | 30 | Stainless Steel Type |  | 0 |  | 0 |  | 0 |  | 0 |  |  |  | 0 | 57 | DIA=150mm | 0 |  | 0 | 0 | 0 | 0 | 0 | 0 |  | EA | EA | A04AV206 | A04AV206-00010
A04AV206-00011 | AR | A04 | Finishing Work | AV | Misc. Work | 206 | Roof Drain (for Shelter) | 30 | Stainless Steel Type |  | 0 |  | 0 |  | 0 |  | 0 |  |  |  | 0 | 58 | DIA=200mm | 0 |  | 0 | 0 | 0 | 0 | 0 | 0 |  | EA | EA | A04AV206 | A04AV206-00011
A04AV206-00012 | AR | A04 | Finishing Work | AV | Misc. Work | 206 | Roof Drain (for Shelter) | 30 | Stainless Steel Type |  | 0 |  | 0 |  | 0 |  | 0 |  |  |  | 0 | 59 | DIA=250mm | 0 |  | 0 | 0 | 0 | 0 | 0 | 0 |  | EA | EA | A04AV206 | A04AV206-00012
A04AV207-00001 | AR | A04 | Finishing Work | AV | Misc. Work | 207 | Downspout | DR | Galvanized Steel Type |  | 0 |  | 0 |  | 0 |  | 0 | 34 | w/ Fixing Accessories |  | 0 | 56 | DIA=100mm | 0 |  | 0 | 0 | 0 | 0 | 0 | 0 |  | M | M | A04AV207 | A04AV207-00001
A04AV207-00002 | AR | A04 | Finishing Work | AV | Misc. Work | 207 | Downspout | DR | Galvanized Steel Type |  | 0 |  | 0 |  | 0 |  | 0 | 34 | w/ Fixing Accessories |  | 0 | 57 | DIA=150mm | 0 |  | 0 | 0 | 0 | 0 | 0 | 0 |  | M | M | A04AV207 | A04AV207-00002
A04AV207-00003 | AR | A04 | Finishing Work | AV | Misc. Work | 207 | Downspout | DR | Galvanized Steel Type |  | 0 |  | 0 |  | 0 |  | 0 | 34 | w/ Fixing Accessories |  | 0 | 58 | DIA=200mm | 0 |  | 0 | 0 | 0 | 0 | 0 | 0 |  | M | M | A04AV207 | A04AV207-00003
A04AV207-00004 | AR | A04 | Finishing Work | AV | Misc. Work | 207 | Downspout | DR | Galvanized Steel Type |  | 0 |  | 0 |  | 0 |  | 0 | 34 | w/ Fixing Accessories |  | 0 | 59 | DIA=250mm | 0 |  | 0 | 0 | 0 | 0 | 0 | 0 |  | M | M | A04AV207 | A04AV207-00004
A04AV207-00005 | AR | A04 | Finishing Work | AV | Misc. Work | 207 | Downspout | 29 | PVC Type |  | 0 |  | 0 |  | 0 |  | 0 | 34 | w/ Fixing Accessories |  | 0 | 56 | DIA=100mm | 0 |  | 0 | 0 | 0 | 0 | 0 | 0 |  | M | M | A04AV207 | A04AV207-00005
A04AV207-00006 | AR | A04 | Finishing Work | AV | Misc. Work | 207 | Downspout | 29 | PVC Type |  | 0 |  | 0 |  | 0 |  | 0 | 34 | w/ Fixing Accessories |  | 0 | 57 | DIA=150mm | 0 |  | 0 | 0 | 0 | 0 | 0 | 0 |  | M | M | A04AV207 | A04AV207-00006
A04AV207-00007 | AR | A04 | Finishing Work | AV | Misc. Work | 207 | Downspout | 29 | PVC Type |  | 0 |  | 0 |  | 0 |  | 0 | 34 | w/ Fixing Accessories |  | 0 | 58 | DIA=200mm | 0 |  | 0 | 0 | 0 | 0 | 0 | 0 |  | M | M | A04AV207 | A04AV207-00007
A04AV207-00008 | AR | A04 | Finishing Work | AV | Misc. Work | 207 | Downspout | 29 | PVC Type |  | 0 |  | 0 |  | 0 |  | 0 | 34 | w/ Fixing Accessories |  | 0 | 59 | DIA=250mm | 0 |  | 0 | 0 | 0 | 0 | 0 | 0 |  | M | M | A04AV207 | A04AV207-00008
A04AV207-00009 | AR | A04 | Finishing Work | AV | Misc. Work | 207 | Downspout | 30 | Stainless Steel Type |  | 0 |  | 0 |  | 0 |  | 0 | 34 | w/ Fixing Accessories |  | 0 | 56 | DIA=100mm | 0 |  | 0 | 0 | 0 | 0 | 0 | 0 |  | M | M | A04AV207 | A04AV207-00009
A04AV207-00010 | AR | A04 | Finishing Work | AV | Misc. Work | 207 | Downspout | 30 | Stainless Steel Type |  | 0 |  | 0 |  | 0 |  | 0 | 34 | w/ Fixing Accessories |  | 0 | 57 | DIA=150mm | 0 |  | 0 | 0 | 0 | 0 | 0 | 0 |  | M | M | A04AV207 | A04AV207-00010
A04AV207-00011 | AR | A04 | Finishing Work | AV | Misc. Work | 207 | Downspout | 30 | Stainless Steel Type |  | 0 |  | 0 |  | 0 |  | 0 | 34 | w/ Fixing Accessories |  | 0 | 58 | DIA=200mm | 0 |  | 0 | 0 | 0 | 0 | 0 | 0 |  | M | M | A04AV207 | A04AV207-00011
A04AV207-00012 | AR | A04 | Finishing Work | AV | Misc. Work | 207 | Downspout | 30 | Stainless Steel Type |  | 0 |  | 0 |  | 0 |  | 0 | 34 | w/ Fixing Accessories |  | 0 | 59 | DIA=250mm | 0 |  | 0 | 0 | 0 | 0 | 0 | 0 |  | M | M | A04AV207 | A04AV207-00012
A04AV208-00001 | AR | A04 | Finishing Work | AV | Misc. Work | 208 | Water Collection Box | DR | Galvanized Steel Type |  | 0 |  | 0 |  | 0 |  | 0 | 34 | w/ Fixing Accessories |  | 0 |  |  | 0 |  | 0 | 0 | 0 | 0 | 0 | 0 |  | EA | EA | A04AV208 | A04AV208-00001
A04AV208-00002 | AR | A04 | Finishing Work | AV | Misc. Work | 208 | Water Collection Box | 29 | PVC Type |  | 0 |  | 0 |  | 0 |  | 0 | 34 | w/ Fixing Accessories |  | 0 |  |  | 0 |  | 0 | 0 | 0 | 0 | 0 | 0 |  | EA | EA | A04AV208 | A04AV208-00002
A04AV208-00003 | AR | A04 | Finishing Work | AV | Misc. Work | 208 | Water Collection Box | 30 | Stainless Steel Type |  | 0 |  | 0 |  | 0 |  | 0 | 34 | w/ Fixing Accessories |  | 0 |  |  | 0 |  | 0 | 0 | 0 | 0 | 0 | 0 |  | EA | EA | A04AV208 | A04AV208-00003
A04AV209-00001 | AR | A04 | Finishing Work | AV | Misc. Work | 209 | Splash Block | DS | Precast Concrete Block Type |  | 0 |  | 0 |  | 0 |  | 0 |  |  |  | 0 |  | 0 | 0 | 0 | 0 | 0 | 0 | 0 | 0 | 0 |  | EA | EA | A04AV209 | A04AV209-00001
A04AV210-00001 | AR | A04 | Finishing Work | AV | Misc. Work | 210 | Natural Ventilator |  | 0 |  | 0 |  | 0 |  | 0 |  | 0 | 34 | w/ Fixing Accessories |  | 0 | 61 | 400mm≤DIA<600mm | 0 | DIA=( )mm | 0 | 0 | 0 | 0 | 0 | 0 |  | EA | EA | A04AV210 | A04AV210-00001
A04AV210-00002 | AR | A04 | Finishing Work | AV | Misc. Work | 210 | Natural Ventilator |  | 0 |  | 0 |  | 0 |  | 0 |  | 0 | 34 | w/ Fixing Accessories |  | 0 | 62 | 600mm≤DIA<800mm | 0 | DIA=( )mm | 0 | 0 | 0 | 0 | 0 | 0 |  | EA | EA | A04AV210 | A04AV210-00002
A04AV210-00003 | AR | A04 | Finishing Work | AV | Misc. Work | 210 | Natural Ventilator |  | 0 |  | 0 |  | 0 |  | 0 |  | 0 | 34 | w/ Fixing Accessories |  | 0 | 63 | 800mm≤DIA<1000mm | 0 | DIA=( )mm | 0 | 0 | 0 | 0 | 0 | 0 |  | EA | EA | A04AV210 | A04AV210-00003
A04AV210-00004 | AR | A04 | Finishing Work | AV | Misc. Work | 210 | Natural Ventilator |  | 0 |  | 0 |  | 0 |  | 0 |  | 0 | 34 | w/ Fixing Accessories |  | 0 | 64 | 1000mm≤DIA | 0 | DIA=( )mm | 0 | 0 | 0 | 0 | 0 | 0 |  | EA | EA | A04AV210 | A04AV210-00004
A04AV211-00001 | AR | A04 | Finishing Work | AV | Misc. Work | 211 | Manhole Cover | DT | Round Cast Iron Cover w/Frame |  | 0 |  | 0 |  | 0 |  | 0 | 49 | Heavy Duty Type |  | 0 | 60 | DIA=600mm | 0 |  | 0 | 0 | 0 | 0 | 0 | 0 |  | EA | EA | A04AV211 | A04AV211-00001
A04AV211-00002 | AR | A04 | Finishing Work | AV | Misc. Work | 211 | Manhole Cover | DT | Round Cast Iron Cover w/Frame |  | 0 |  | 0 |  | 0 |  | 0 | 49 | Heavy Duty Type |  | 0 | AT | DIA=800mm | 0 |  | 0 | 0 | 0 | 0 | 0 | 0 |  | EA | EA | A04AV211 | A04AV211-00002
A04AV212-00001 | AR | A04 | Finishing Work | AV | Misc. Work | 212 | Chain Link Fence (Fixed Type) | DU | Self-Standing Type w/ Steel Frame |  | 0 |  | 0 |  | 0 |  | 0 | 34 | w/ Fixing Accessories |  | 0 | 69 | 1500mm≤H<2000mm | 0 | H=( )mm | 0 | 0 | 0 | 0 | 0 | 0 |  | M | M | A04AV212 | A04AV212-00001
A04AV212-00002 | AR | A04 | Finishing Work | AV | Misc. Work | 212 | Chain Link Fence (Fixed Type) | DU | Self-Standing Type w/ Steel Frame |  | 0 |  | 0 |  | 0 |  | 0 | 34 | w/ Fixing Accessories |  | 0 | 70 | 2000mm≤H<2500mm | 0 | H=( )mm | 0 | 0 | 0 | 0 | 0 | 0 |  | M | M | A04AV212 | A04AV212-00002
A04AV212-00003 | AR | A04 | Finishing Work | AV | Misc. Work | 212 | Chain Link Fence (Fixed Type) | DU | Self-Standing Type w/ Steel Frame |  | 0 |  | 0 |  | 0 |  | 0 | 34 | w/ Fixing Accessories |  | 0 | 71 | 2500mm≤H<3000mm | 0 | H=( )mm | 0 | 0 | 0 | 0 | 0 | 0 |  | M | M | A04AV212 | A04AV212-00003
A04AV212-00004 | AR | A04 | Finishing Work | AV | Misc. Work | 212 | Chain Link Fence (Fixed Type) | DU | Self-Standing Type w/ Steel Frame |  | 0 |  | 0 |  | 0 |  | 0 | 34 | w/ Fixing Accessories |  | 0 | 72 | 3000mm≤H<3500mm | 0 | H=( )mm | 0 | 0 | 0 | 0 | 0 | 0 |  | M | M | A04AV212 | A04AV212-00004
A04AV212-00005 | AR | A04 | Finishing Work | AV | Misc. Work | 212 | Chain Link Fence (Fixed Type) | DV | Self-Standing Type w/ Stainless Steel Frame |  | 0 |  | 0 |  | 0 |  | 0 | 34 | w/ Fixing Accessories |  | 0 | 69 | 1500mm≤H<2000mm | 0 | H=( )mm | 0 | 0 | 0 | 0 | 0 | 0 |  | M | M | A04AV212 | A04AV212-00005
A04AV212-00006 | AR | A04 | Finishing Work | AV | Misc. Work | 212 | Chain Link Fence (Fixed Type) | DV | Self-Standing Type w/ Stainless Steel Frame |  | 0 |  | 0 |  | 0 |  | 0 | 34 | w/ Fixing Accessories |  | 0 | 70 | 2000mm≤H<2500mm | 0 | H=( )mm | 0 | 0 | 0 | 0 | 0 | 0 |  | M | M | A04AV212 | A04AV212-00006
A04AV212-00007 | AR | A04 | Finishing Work | AV | Misc. Work | 212 | Chain Link Fence (Fixed Type) | DV | Self-Standing Type w/ Stainless Steel Frame |  | 0 |  | 0 |  | 0 |  | 0 | 34 | w/ Fixing Accessories |  | 0 | 71 | 2500mm≤H<3000mm | 0 | H=( )mm | 0 | 0 | 0 | 0 | 0 | 0 |  | M | M | A04AV212 | A04AV212-00007
A04AV212-00008 | AR | A04 | Finishing Work | AV | Misc. Work | 212 | Chain Link Fence (Fixed Type) | DV | Self-Standing Type w/ Stainless Steel Frame |  | 0 |  | 0 |  | 0 |  | 0 | 34 | w/ Fixing Accessories |  | 0 | 72 | 3000mm≤H<3500mm | 0 | H=( )mm | 0 | 0 | 0 | 0 | 0 | 0 |  | M | M | A04AV212 | A04AV212-00008
A04AV213-00001 | AR | A04 | Finishing Work | AV | Misc. Work | 213 | Chain Link Fence (Removable Type) | DU | Self-Standing Type w/ Steel Frame |  | 0 |  | 0 |  | 0 |  | 0 | 34 | w/ Fixing Accessories |  | 0 | 69 | 1500mm≤H<2000mm | 0 | H=( )mm | 0 | 0 | 0 | 0 | 0 | 0 |  | M | M | A04AV213 | A04AV213-00001
A04AV213-00002 | AR | A04 | Finishing Work | AV | Misc. Work | 213 | Chain Link Fence (Removable Type) | DU | Self-Standing Type w/ Steel Frame |  | 0 |  | 0 |  | 0 |  | 0 | 34 | w/ Fixing Accessories |  | 0 | 70 | 2000mm≤H<2500mm | 0 | H=( )mm | 0 | 0 | 0 | 0 | 0 | 0 |  | M | M | A04AV213 | A04AV213-00002
A04AV213-00003 | AR | A04 | Finishing Work | AV | Misc. Work | 213 | Chain Link Fence (Removable Type) | DU | Self-Standing Type w/ Steel Frame |  | 0 |  | 0 |  | 0 |  | 0 | 34 | w/ Fixing Accessories |  | 0 | 71 | 2500mm≤H<3000mm | 0 | H=( )mm | 0 | 0 | 0 | 0 | 0 | 0 |  | M | M | A04AV213 | A04AV213-00003
A04AV213-00004 | AR | A04 | Finishing Work | AV | Misc. Work | 213 | Chain Link Fence (Removable Type) | DU | Self-Standing Type w/ Steel Frame |  | 0 |  | 0 |  | 0 |  | 0 | 34 | w/ Fixing Accessories |  | 0 | 72 | 3000mm≤H<3500mm | 0 | H=( )mm | 0 | 0 | 0 | 0 | 0 | 0 |  | M | M | A04AV213 | A04AV213-00004
A04AV213-00005 | AR | A04 | Finishing Work | AV | Misc. Work | 213 | Chain Link Fence (Removable Type) | DW | Frame Type w/ Steel Frame |  | 0 |  | 0 |  | 0 | 17 | for Cable Room | 34 | w/ Fixing Accessories |  | 0 | 69 | 1500mm≤H<2000mm | 0 | H=( )mm | 0 | 0 | 0 | 0 | 0 | 0 |  | M | M | A04AV213 | A04AV213-00005
A04AV213-00006 | AR | A04 | Finishing Work | AV | Misc. Work | 213 | Chain Link Fence (Removable Type) | DW | Frame Type w/ Steel Frame |  | 0 |  | 0 |  | 0 | 17 | for Cable Room | 34 | w/ Fixing Accessories |  | 0 | 70 | 2000mm≤H<2500mm | 0 | H=( )mm | 0 | 0 | 0 | 0 | 0 | 0 |  | M | M | A04AV213 | A04AV213-00006
A04AV213-00007 | AR | A04 | Finishing Work | AV | Misc. Work | 213 | Chain Link Fence (Removable Type) | DW | Frame Type w/ Steel Frame |  | 0 |  | 0 |  | 0 | 17 | for Cable Room | 34 | w/ Fixing Accessories |  | 0 | 71 | 2500mm≤H<3000mm | 0 | H=( )mm | 0 | 0 | 0 | 0 | 0 | 0 |  | M | M | A04AV213 | A04AV213-00007
A04AV213-00008 | AR | A04 | Finishing Work | AV | Misc. Work | 213 | Chain Link Fence (Removable Type) | DW | Frame Type w/ Steel Frame |  | 0 |  | 0 |  | 0 | 17 | for Cable Room | 34 | w/ Fixing Accessories |  | 0 | 72 | 3000mm≤H<3500mm | 0 | H=( )mm | 0 | 0 | 0 | 0 | 0 | 0 |  | M | M | A04AV213 | A04AV213-00008
A04AV214-00001 | AR | A04 | Finishing Work | AV | Misc. Work | 214 | Chain Link Fence Single Gate | EA | Self-Standing Type, Single |  | 0 |  | 0 |  | 0 |  | 0 | 50 | w/ Frame, Fixing Accessories |  | 0 |  | 0 | 0 | W x H=( )mm x ( )mm | 0 | 0 | 0 | 0 | 0 | 0 |  | EA | EA | A04AV214 | A04AV214-00001
A04AV214-00002 | AR | A04 | Finishing Work | AV | Misc. Work | 214 | Chain Link Fence Single Gate | EC | Frame Type, Single |  | 0 |  | 0 |  | 0 |  | 0 | 50 | w/ Frame, Fixing Accessories |  | 0 |  | 0 | 0 | W x H=( )mm x ( )mm | 0 | 0 | 0 | 0 | 0 | 0 |  | EA | EA | A04AV214 | A04AV214-00002
A04AV215-00001 | AR | A04 | Finishing Work | AV | Misc. Work | 215 | Chain Link Fence Double Gate | EB | Self-Standing Type, Double |  | 0 |  | 0 |  | 0 |  | 0 | 50 | w/ Frame, Fixing Accessories |  | 0 |  | 0 | 0 | W x H=( )mm x ( )mm | 0 | 0 | 0 | 0 | 0 | 0 |  | EA | EA | A04AV215 | A04AV215-00001
A04AV215-00002 | AR | A04 | Finishing Work | AV | Misc. Work | 215 | Chain Link Fence Double Gate | ED | Frame Type, Double |  | 0 |  | 0 |  | 0 |  | 0 | 50 | w/ Frame, Fixing Accessories |  | 0 |  | 0 | 0 | W x H=( )mm x ( )mm | 0 | 0 | 0 | 0 | 0 | 0 |  | EA | EA | A04AV215 | A04AV215-00002
A04AV216-00001 | AR | A04 | Finishing Work | AV | Misc. Work | 216 | Metal Louvered Fence | DU | Self-Standing Type w/ Steel Frame |  | 0 |  | 0 |  | 0 |  | 0 | 34 | w/ Fixing Accessories |  | 0 |  | 0 | 0 | H=( )mm | 0 | 0 | 0 | 0 | 0 | 0 |  | M | M | A04AV216 | A04AV216-00001
A04AV216-00002 | AR | A04 | Finishing Work | AV | Misc. Work | 216 | Metal Louvered Fence | EE | Self-Standing Type w/ Galv. Steel Frame |  | 0 |  | 0 |  | 0 |  | 0 | 34 | w/ Fixing Accessories |  | 0 |  | 0 | 0 | H=( )mm | 0 | 0 | 0 | 0 | 0 | 0 |  | M | M | A04AV216 | A04AV216-00002
A04AV216-00003 | AR | A04 | Finishing Work | AV | Misc. Work | 216 | Metal Louvered Fence | EF | Self-Standing Type w/ Aluminum Frame |  | 0 |  | 0 |  | 0 |  | 0 | 34 | w/ Fixing Accessories |  | 0 |  | 0 | 0 | H=( )mm | 0 | 0 | 0 | 0 | 0 | 0 |  | M | M | A04AV216 | A04AV216-00003
A04AV217-00001 | AR | A04 | Finishing Work | AV | Misc. Work | 217 | Metal Louvered Fence Single Gate | DU | Self-Standing Type w/ Steel Frame |  | 0 |  | 0 |  | 0 |  | 0 | 50 | w/ Frame, Fixing Accessories |  | 0 |  | 0 | 0 | W x H=( )mm x ( )mm | 0 | 0 | 0 | 0 | 0 | 0 |  | EA | EA | A04AV217 | A04AV217-00001
A04AV217-00002 | AR | A04 | Finishing Work | AV | Misc. Work | 217 | Metal Louvered Fence Single Gate | EE | Self-Standing Type w/ Galv. Steel Frame |  | 0 |  | 0 |  | 0 |  | 0 | 50 | w/ Frame, Fixing Accessories |  | 0 |  | 0 | 0 | W x H=( )mm x ( )mm | 0 | 0 | 0 | 0 | 0 | 0 |  | EA | EA | A04AV217 | A04AV217-00002
A04AV217-00003 | AR | A04 | Finishing Work | AV | Misc. Work | 217 | Metal Louvered Fence Single Gate | EF | Self-Standing Type w/ Aluminum Frame |  | 0 |  | 0 |  | 0 |  | 0 | 50 | w/ Frame, Fixing Accessories |  | 0 |  | 0 | 0 | W x H=( )mm x ( )mm | 0 | 0 | 0 | 0 | 0 | 0 |  | EA | EA | A04AV217 | A04AV217-00003
A04AV218-00001 | AR | A04 | Finishing Work | AV | Misc. Work | 218 | Metal Louvered Fence Double Gate | DU | Self-Standing Type w/ Steel Frame |  | 0 |  | 0 |  | 0 |  | 0 | 50 | w/ Frame, Fixing Accessories |  | 0 |  | 0 | 0 | W x H=( )mm x ( )mm | 0 | 0 | 0 | 0 | 0 | 0 |  | EA | EA | A04AV218 | A04AV218-00001
A04AV218-00002 | AR | A04 | Finishing Work | AV | Misc. Work | 218 | Metal Louvered Fence Double Gate | EE | Self-Standing Type w/ Galv. Steel Frame |  | 0 |  | 0 |  | 0 |  | 0 | 50 | w/ Frame, Fixing Accessories |  | 0 |  | 0 | 0 | W x H=( )mm x ( )mm | 0 | 0 | 0 | 0 | 0 | 0 |  | EA | EA | A04AV218 | A04AV218-00002
A04AV218-00003 | AR | A04 | Finishing Work | AV | Misc. Work | 218 | Metal Louvered Fence Double Gate | EF | Self-Standing Type w/ Aluminum Frame |  | 0 |  | 0 |  | 0 |  | 0 | 50 | w/ Frame, Fixing Accessories |  | 0 |  | 0 | 0 | W x H=( )mm x ( )mm | 0 | 0 | 0 | 0 | 0 | 0 |  | EA | EA | A04AV218 | A04AV218-00003
A04AV219-00001 | AR | A04 | Finishing Work | AV | Misc. Work | 219 | Steel Bollard | EG | Fixed Type |  | 0 |  | 0 |  | 0 |  | 0 | 51 | w/ Paint, Concrete Fill |  | 0 |  | 0 | 0 | DIA=( )mm / H=( )mm | 0 | 0 | 0 | 0 | 0 | 0 |  | EA | EA | A04AV219 | A04AV219-00001
A04AV219-00002 | AR | A04 | Finishing Work | AV | Misc. Work | 219 | Steel Bollard | EH | Removable Type |  | 0 |  | 0 |  | 0 |  | 0 | 51 | w/ Paint, Concrete Fill |  | 0 |  | 0 | 0 | DIA=( )mm / H=( )mm | 0 | 0 | 0 | 0 | 0 | 0 |  | EA | EA | A04AV219 | A04AV219-00002
A04AV220-00001 | AR | A04 | Finishing Work | AV | Misc. Work | 220 | Building Signage |  | 0 |  | 0 |  | 0 |  | 0 |  | 0 |  |  |  | 0 |  |  | 0 |  | 0 | 0 | 0 | 0 | 0 | 0 |  | SET | SET | A04AV220 | A04AV220-00001
A04AV221-00001 | AR | A04 | Finishing Work | AV | Misc. Work | 221 | Room Signage |  | 0 |  | 0 |  | 0 |  | 0 |  | 0 |  |  |  | 0 |  |  | 0 |  | 0 | 0 | 0 | 0 | 0 | 0 |  | SET | SET | A04AV221 | A04AV221-00001
A04AV222-00001 | AR | A04 | Finishing Work | AV | Misc. Work | 222 | Turnstile |  | 0 |  | 0 |  | 0 |  | 0 |  | 0 | 50 | w/ Frame, Fixing Accessories |  | 0 |  |  | 0 |  | 0 | 0 | 0 | 0 | 0 | 0 |  | SET | SET | A04AV222 | A04AV222-00001
A04AV223-00001 | AR | A04 | Finishing Work | AV | Misc. Work | 223 | Wheel Stop | EJ | Concrete Type |  | 0 |  | 0 |  | 0 |  | 0 | 52 | w/ Painting, Fixing Accessories |  | 0 |  |  | 0 |  | 0 | 0 | 0 | 0 | 0 | 0 |  | EA | EA | A04AV223 | A04AV223-00001
A04AV223-00002 | AR | A04 | Finishing Work | AV | Misc. Work | 223 | Wheel Stop | EK | Rubber Type |  | 0 |  | 0 |  | 0 |  | 0 | 34 | w/ Fixing Accessories |  | 0 |  |  | 0 |  | 0 | 0 | 0 | 0 | 0 | 0 |  | EA | EA | A04AV223 | A04AV223-00002
A04AV224-00001 | AR | A04 | Finishing Work | AV | Misc. Work | 224 | Mirror | EL | Stainless Steel, Surface Mounted Type |  | 0 |  | 0 |  | 0 |  | 0 |  |  |  | 0 |  | 0 | 0 | W x H=( )mm x ( )mm | 0 | 0 | 0 | 0 | 0 | 0 |  | EA | EA | A04AV224 | A04AV224-00001
A04AV225-00001 | AR | A04 | Finishing Work | AV | Misc. Work | 225 | Mirror w/ Shelf | EL | Stainless Steel, Surface Mounted Type |  | 0 |  | 0 |  | 0 |  | 0 |  |  |  | 0 |  | 0 | 0 | W x H=( )mm x ( )mm | 0 | 0 | 0 | 0 | 0 | 0 |  | EA | EA | A04AV225 | A04AV225-00001
A04AV226-00001 | AR | A04 | Finishing Work | AV | Misc. Work | 226 | Liquid Soap Dispensers | EL | Stainless Steel, Surface Mounted Type |  | 0 |  | 0 |  | 0 |  | 0 |  |  |  | 0 |  |  | 0 |  | 0 | 0 | 0 | 0 | 0 | 0 |  | EA | EA | A04AV226 | A04AV226-00001
A04AV227-00001 | AR | A04 | Finishing Work | AV | Misc. Work | 227 | Soap Dish | EL | Stainless Steel, Surface Mounted Type |  | 0 |  | 0 |  | 0 |  | 0 |  |  |  | 0 |  |  | 0 |  | 0 | 0 | 0 | 0 | 0 | 0 |  | EA | EA | A04AV227 | A04AV227-00001
A04AV228-00001 | AR | A04 | Finishing Work | AV | Misc. Work | 228 | Towel Bar | EL | Stainless Steel, Surface Mounted Type |  | 0 |  | 0 |  | 0 |  | 0 |  |  |  | 0 |  |  | 0 |  | 0 | 0 | 0 | 0 | 0 | 0 |  | EA | EA | A04AV228 | A04AV228-00001
A04AV229-00001 | AR | A04 | Finishing Work | AV | Misc. Work | 229 | Coat & Hat Hooks | EL | Stainless Steel, Surface Mounted Type |  | 0 |  | 0 |  | 0 |  | 0 |  |  |  | 0 |  |  | 0 |  | 0 | 0 | 0 | 0 | 0 | 0 |  | EA | EA | A04AV229 | A04AV229-00001
A04AV230-00001 | AR | A04 | Finishing Work | AV | Misc. Work | 230 | Electric Hand Dryer | EM | Surface Mounted Type |  | 0 |  | 0 |  | 0 |  | 0 |  |  |  | 0 |  |  | 0 |  | 0 | 0 | 0 | 0 | 0 | 0 |  | EA | EA | A04AV230 | A04AV230-00001
A04AV231-00001 | AR | A04 | Finishing Work | AV | Misc. Work | 231 | Paper Tower Dispenser | EL | Stainless Steel, Surface Mounted Type |  | 0 |  | 0 |  | 0 |  | 0 |  |  |  | 0 |  |  | 0 |  | 0 | 0 | 0 | 0 | 0 | 0 |  | EA | EA | A04AV231 | A04AV231-00001
A04AV232-00001 | AR | A04 | Finishing Work | AV | Misc. Work | 232 | Paper Towel Dispenser and Waste Receptacle | EN | Stainless Steel, Recessed Type |  | 0 |  | 0 |  | 0 |  | 0 |  |  |  | 0 |  |  | 0 |  | 0 | 0 | 0 | 0 | 0 | 0 |  | EA | EA | A04AV232 | A04AV232-00001
A04AV233-00001 | AR | A04 | Finishing Work | AV | Misc. Work | 233 | Toilet Tissue Dispenser | EL | Stainless Steel, Surface Mounted Type |  | 0 |  | 0 |  | 0 |  | 0 |  |  |  | 0 |  |  | 0 |  | 0 | 0 | 0 | 0 | 0 | 0 |  | EA | EA | A04AV233 | A04AV233-00001
A04AV234-00001 | AR | A04 | Finishing Work | AV | Misc. Work | 234 | Grease Traps | EP | Stainless Steel, Embedded Type |  | 0 |  | 0 |  | 0 |  | 0 |  |  |  | 0 |  |  | 0 |  | 0 | 0 | 0 | 0 | 0 | 0 |  | EA | EA | A04AV234 | A04AV234-00001
A04AV235-00001 | AR | A04 | Finishing Work | AV | Misc. Work | 235 | Shelves | EL | Stainless Steel, Surface Mounted Type |  | 0 |  | 0 |  | 0 |  | 0 |  |  |  | 0 |  |  | 0 |  | 0 | 0 | 0 | 0 | 0 | 0 |  | EA | EA | A04AV235 | A04AV235-00001
A04AV236-00001 | AR | A04 | Finishing Work | AV | Misc. Work | 236 | Shower Curtain and Curtain Rod |  | 0 |  | 0 |  | 0 |  | 0 |  | 0 |  |  |  | 0 |  |  | 0 |  | 0 | 0 | 0 | 0 | 0 | 0 |  | EA | EA | A04AV236 | A04AV236-00001
A04AV237-00001 | AR | A04 | Finishing Work | AV | Misc. Work | 237 | Waste Bin | BT | Stainless Steel |  | 0 |  | 0 |  | 0 |  | 0 |  |  |  | 0 |  | 0 | 0 |  | 0 | 0 | 0 | 0 | 0 | Capa.=( )L |  | EA | EA | A04AV237 | A04AV237-00001
A04AV238-00001 | AR | A04 | Finishing Work | AV | Misc. Work | 238 | Toilet Seat-Cover Dispenser | EL | Stainless Steel, Surface Mounted Type |  | 0 |  | 0 |  | 0 |  | 0 |  |  |  | 0 |  |  | 0 |  | 0 | 0 | 0 | 0 | 0 | 0 |  | EA | EA | A04AV238 | A04AV238-00001
A04AV239-00001 | AR | A04 | Finishing Work | AV | Misc. Work | 239 | Ash Tray | EL | Stainless Steel, Surface Mounted Type |  | 0 |  | 0 |  | 0 |  | 0 |  |  |  | 0 |  |  | 0 |  | 0 | 0 | 0 | 0 | 0 | 0 |  | EA | EA | A04AV239 | A04AV239-00001
A04AV240-00001 | AR | A04 | Finishing Work | AV | Misc. Work | 240 | Urinal Partition |  | 0 |  | 0 |  | 0 |  | 0 |  | 0 |  |  |  | 0 |  |  | 0 |  | 0 | 0 | 0 | 0 | 0 | 0 |  | EA | EA | A04AV240 | A04AV240-00001
A04AV241-00001 | AR | A04 | Finishing Work | AV | Misc. Work | 241 | Septic Tank | EQ | FRP Type |  | 0 |  | 0 |  | 0 |  | 0 | 53 | Including Excatvation, Installation, Backfilling and Any Other Works to Complete the Work |  | 0 | 79 | 10 People≤Capa.<50 People | 0 |  | 0 | 0 | 0 | 0 | 0 | Capa.=( )People |  | EA | EA | A04AV241 | A04AV241-00001
A04AV241-00002 | AR | A04 | Finishing Work | AV | Misc. Work | 241 | Septic Tank | EQ | FRP Type |  | 0 |  | 0 |  | 0 |  | 0 | 53 | Including Excatvation, Installation, Backfilling and Any Other Works to Complete the Work |  | 0 | 80 | 50 People≤Capa.<100 People | 0 |  | 0 | 0 | 0 | 0 | 0 | Capa.=( )People |  | EA | EA | A04AV241 | A04AV241-00002
A04AV241-00003 | AR | A04 | Finishing Work | AV | Misc. Work | 241 | Septic Tank | EQ | FRP Type |  | 0 |  | 0 |  | 0 |  | 0 | 53 | Including Excatvation, Installation, Backfilling and Any Other Works to Complete the Work |  | 0 | 81 | 100 People≤Capa.<150 People | 0 |  | 0 | 0 | 0 | 0 | 0 | Capa.=( )People |  | EA | EA | A04AV241 | A04AV241-00003
A04AV241-00004 | AR | A04 | Finishing Work | AV | Misc. Work | 241 | Septic Tank | EQ | FRP Type |  | 0 |  | 0 |  | 0 |  | 0 | 53 | Including Excatvation, Installation, Backfilling and Any Other Works to Complete the Work |  | 0 | 82 | 150 People≤Capa. | 0 |  | 0 | 0 | 0 | 0 | 0 | Capa.=( )People |  | EA | EA | A04AV241 | A04AV241-00004
A04AV242-00001 | AR | A04 | Finishing Work | AV | Misc. Work | 242 | Feature Water Wall | ER | w/ Water Circulation System, Accessories |  | 0 |  | 0 |  | 0 |  | 0 |  |  |  | 0 |  |  | 0 |  | 0 | 0 | 0 | 0 | 0 | 0 |  | M2 | M2 | A04AV242 | A04AV242-00001
A04AV243-00001 | AR | A04 | Finishing Work | AV | Misc. Work | 243 | Urinal Sill |  | 0 |  | 0 |  | 0 |  | 0 |  | 0 | 27 | w/ Mortar Bond Coat or Adhesive |  | 0 |  | 0 | 0 | THK=( )mm / W=( )mm | 0 | 0 | 0 | 0 | 0 | 0 |  | M | M | A04AV243 | A04AV243-00001
A04AV244-00001 | AR | A04 | Finishing Work | AV | Misc. Work | 244 | Marble Washstand |  | 0 |  | 0 |  | 0 |  | 0 |  | 0 | 27 | w/ Mortar Bond Coat or Adhesive |  | 0 |  | 0 | 0 | THK=( )mm / W=( )mm | 0 | 0 | 0 | 0 | 0 | 0 |  | M | M | A04AV244 | A04AV244-00001
A04AV245-00001 | AR | A04 | Finishing Work | AV | Misc. Work | 245 | Column Guard |  | 0 |  | 0 |  | 0 |  | 0 |  | 0 |  |  |  | 0 |  |  | 0 |  | 0 | 0 | 0 | 0 | 0 | 0 |  | EA | EA | A04AV245 | A04AV245-00001
A04AV246-00001 | AR | A04 | Finishing Work | AV | Misc. Work | 246 | Non Slip Nosing | ES | Adhesive Vinyl/Rubber Type |  | 0 |  | 0 |  | 0 |  | 0 |  | 0 |  | 0 |  | 0 | 0 |  | 0 | 0 | 0 | 0 | 0 | 0 |  | M | M | A04AV246 | A04AV246-00001
A04AV246-00002 | AR | A04 | Finishing Work | AV | Misc. Work | 246 | Non Slip Nosing | ET | Adhesive PVC Type |  | 0 |  | 0 |  | 0 |  | 0 |  | 0 |  | 0 |  | 0 | 0 |  | 0 | 0 | 0 | 0 | 0 | 0 |  | M | M | A04AV246 | A04AV246-00002
A04AV247-00001 | AR | A04 | Finishing Work | AV | Misc. Work | 247 | Flashing Cover for Opening |  | 0 |  | 0 |  | 0 |  | 0 |  |  | 34 | w/ Fixing Accessories |  | 0 |  | 0 | 0 |  | 0 | 0 | 0 | 0 | 0 | 0 |  | M2 | M2 | A04AV247 | A04AV247-00001
A04AV248-00001 | AR | A04 | Finishing Work | AV | Misc. Work | 248 | Interlocking Block |  | 0 |  | 0 |  | 0 |  | 0 |  | 0 | 54 | w/ Sand Bedding |  | 0 |  |  | 0 |  | 0 | 0 | 0 | 0 | 0 | 0 |  | M2 | M2 | A04AV248 | A04AV248-00001
A04AV249-00001 | AR | A04 | Finishing Work | AV | Misc. Work | 249 | Plant Box |  | 0 |  | 0 |  | 0 |  | 0 |  | 0 |  | 0 |  | 0 |  | 0 | 0 | Size=( )mm x ( )mm | 0 | 0 | 0 | 0 | 0 | 0 |  | EA | EA | A04AV249 | A04AV249-00001
A04AV311-00001 | AR | A04 | Finishing Work | AV | Misc. Work | 311 | PVC Pipe |  | 0 |  | 0 |  | 0 |  | 0 |  | 0 |  |  |  | 0 |  |  | 0 | DIA=( )mm | 0 | 0 | 0 | 0 | 0 | 0 |  | M | M | A04AV311 | A04AV311-00001
A04AV312-00001 | AR | A04 | Finishing Work | AV | Misc. Work | 312 | Catch Basin (Ready-made) |  | 0 |  | 0 |  | 0 |  | 0 |  | 0 |  | 0 |  | 0 |  | 0 | 0 | W x L x H=( )mm x ( )mm x ( )mm | 0 | 0 | 0 | 0 | 0 | 0 |  | EA | EA | A04AV312 | A04AV312-00001
A04AV313-00001 | AR | A04 | Finishing Work | AV | Misc. Work | 313 | Safety Rope System |  | 0 |  | 0 |  | 0 |  | 0 | 15 | for Roof | 58 | w/ Rope, Supporting Frame, Accessories |  | 0 |  |  | 0 | 0 | 0 | 0 | 0 | 0 | 0 | 0 |  | M | M | A04AV313 | A04AV313-00001
A04AW250-00001 | AR | A04 | Finishing Work | AW | Landscaping | 250 | Detail Design | EU | Comply with local condition |  | 0 |  | 0 |  | 0 |  | 0 |  |  |  | 0 |  |  | 0 |  | 0 | 0 | 0 | 0 | 0 | 0 |  | Lot | Lot | A04AW250 | A04AW250-00001
A04AW251-00001 | AR | A04 | Finishing Work | AW | Landscaping | 251 | Soft Landscaping | EV | w/ Irrigation System |  | 0 |  | 0 |  | 0 |  | 0 | 55 | Supply and Install Work w/ All Items to Complete the Work |  | 0 |  |  | 0 |  | 0 | 0 | 0 | 0 | 0 | 0 |  | M2 | M2 | A04AW251 | A04AW251-00001
A04AW251-00002 | AR | A04 | Finishing Work | AW | Landscaping | 251 | Soft Landscaping | EW | w/o Irrigation System |  | 0 |  | 0 |  | 0 |  | 0 | 55 | Supply and Install Work w/ All Items to Complete the Work |  | 0 |  |  | 0 |  | 0 | 0 | 0 | 0 | 0 | 0 |  | M2 | M2 | A04AW251 | A04AW251-00002
A04AW252-00001 | AR | A04 | Finishing Work | AW | Landscaping | 252 | Hard Landscaping | FA | Interlocking Paving Block w/ Sand Bedding |  | 0 |  | 0 |  | 0 |  | 0 |  |  |  | 0 |  |  | 0 |  | 0 | 0 | 0 | 0 | 0 | 0 |  | M2 | M2 | A04AW252 | A04AW252-00001
A04AW252-00002 | AR | A04 | Finishing Work | AW | Landscaping | 252 | Hard Landscaping | FB | Kerbstone |  | 0 |  | 0 |  | 0 |  | 0 |  |  |  | 0 |  |  | 0 |  | 0 | 0 | 0 | 0 | 0 | 0 |  | M2 | M | A04AW252 | A04AW252-00002
A04AW252-00003 | AR | A04 | Finishing Work | AW | Landscaping | 252 | Hard Landscaping | FC | Bench |  | 0 |  | 0 |  | 0 |  | 0 |  | 0 |  | 0 |  |  | 0 |  | 0 | 0 | 0 | 0 | 0 | 0 |  | M2 | EA | A04AW252 | A04AW252-00003
A04BA253-00001 | AR | A04 | Finishing Work | BA | Furniture Installation | 253 | Automatic Counter Top Tea/Coffee Machine |  | 0 |  | 0 |  | 0 |  | 0 |  | 0 |  |  |  | 0 |  |  | 0 |  | 0 | 0 | 0 | 0 | 0 | 0 |  | EA | EA | A04BA253 | A04BA253-00001
A04BA254-00001 | AR | A04 | Finishing Work | BA | Furniture Installation | 254 | Benches |  | 0 |  | 0 |  | 0 |  | 0 |  | 0 |  |  |  | 0 |  | 0 | 0 |  | 0 | 0 | 0 | 0 | 0 | 0 |  | EA | EA | A04BA254 | A04BA254-00001
A04BA255-00001 | AR | A04 | Finishing Work | BA | Furniture Installation | 255 | Bicycle/ Tricycle Cart Stand |  | 0 |  | 0 |  | 0 |  | 0 |  | 0 |  |  |  | 0 |  | 0 | 0 |  | 0 | 0 | 0 | 0 | 0 | 0 |  | EA | EA | A04BA255 | A04BA255-00001
A04BA256-00001 | AR | A04 | Finishing Work | BA | Furniture Installation | 256 | Printer |  | 0 |  | 0 |  | 0 |  | 0 |  | 0 |  |  |  | 0 |  |  | 0 |  | 0 | 0 | 0 | 0 | 0 | 0 |  | EA | EA | A04BA256 | A04BA256-00001
A04BA257-00001 | AR | A04 | Finishing Work | BA | Furniture Installation | 257 | Bed |  | 0 |  | 0 |  | 0 |  | 0 |  | 0 |  |  |  | 0 |  | 0 | 0 |  | 0 | 0 | 0 | 0 | 0 | 0 |  | EA | EA | A04BA257 | A04BA257-00001
A04BA258-00001 | AR | A04 | Finishing Work | BA | Furniture Installation | 258 | Chairs |  | 0 |  | 0 |  | 0 |  | 0 |  | 0 |  |  |  | 0 |  | 0 | 0 |  | 0 | 0 | 0 | 0 | 0 | 0 |  | EA | EA | A04BA258 | A04BA258-00001
A04BA259-00001 | AR | A04 | Finishing Work | BA | Furniture Installation | 259 | Cloak-Stand |  | 0 |  | 0 |  | 0 |  | 0 |  | 0 |  |  |  | 0 |  | 0 | 0 |  | 0 | 0 | 0 | 0 | 0 | 0 |  | EA | EA | A04BA259 | A04BA259-00001
A04BA260-00001 | AR | A04 | Finishing Work | BA | Furniture Installation | 260 | Desk |  | 0 |  | 0 |  | 0 |  | 0 |  | 0 |  |  |  | 0 |  | 0 | 0 |  | 0 | 0 | 0 | 0 | 0 | 0 |  | EA | EA | A04BA260 | A04BA260-00001
A04BA261-00001 | AR | A04 | Finishing Work | BA | Furniture Installation | 261 | Desk Lamp |  | 0 |  | 0 |  | 0 |  | 0 |  | 0 |  |  |  | 0 |  |  | 0 |  | 0 | 0 | 0 | 0 | 0 | 0 |  | EA | EA | A04BA261 | A04BA261-00001
A04BA262-00001 | AR | A04 | Finishing Work | BA | Furniture Installation | 262 | Desk Top Computer & Monitor |  | 0 |  | 0 |  | 0 |  | 0 |  | 0 |  |  |  | 0 |  |  | 0 |  | 0 | 0 | 0 | 0 | 0 | 0 |  | EA | EA | A04BA262 | A04BA262-00001
A04BA263-00001 | AR | A04 | Finishing Work | BA | Furniture Installation | 263 | Dining Chair |  | 0 |  | 0 |  | 0 |  | 0 |  | 0 |  |  |  | 0 |  | 0 | 0 |  | 0 | 0 | 0 | 0 | 0 | 0 |  | EA | EA | A04BA263 | A04BA263-00001
A04BA264-00001 | AR | A04 | Finishing Work | BA | Furniture Installation | 264 | Dining Table |  | 0 |  | 0 |  | 0 |  | 0 |  | 0 |  |  |  | 0 |  | 0 | 0 |  | 0 | 0 | 0 | 0 | 0 | 0 |  | EA | EA | A04BA264 | A04BA264-00001
A04BA265-00001 | AR | A04 | Finishing Work | BA | Furniture Installation | 265 | Hanger |  | 0 |  | 0 |  | 0 |  | 0 |  | 0 |  |  |  | 0 |  | 0 | 0 |  | 0 | 0 | 0 | 0 | 0 | 0 |  | EA | EA | A04BA265 | A04BA265-00001
A04BA266-00001 | AR | A04 | Finishing Work | BA | Furniture Installation | 266 | Executive Chair |  | 0 |  | 0 |  | 0 |  | 0 |  | 0 |  |  |  | 0 |  | 0 | 0 |  | 0 | 0 | 0 | 0 | 0 | 0 |  | EA | EA | A04BA266 | A04BA266-00001
A04BA267-00001 | AR | A04 | Finishing Work | BA | Furniture Installation | 267 | Filing Drawers |  | 0 |  | 0 |  | 0 |  | 0 |  | 0 |  |  |  | 0 |  | 0 | 0 |  | 0 | 0 | 0 | 0 | 0 | 0 |  | EA | EA | A04BA267 | A04BA267-00001
A04BA268-00001 | AR | A04 | Finishing Work | BA | Furniture Installation | 268 | Full Height Locker |  | 0 |  | 0 |  | 0 |  | 0 |  | 0 |  |  |  | 0 |  | 0 | 0 |  | 0 | 0 | 0 | 0 | 0 | 0 |  | EA | EA | A04BA268 | A04BA268-00001
A04BA269-00001 | AR | A04 | Finishing Work | BA | Furniture Installation | 269 | Half Height Locker |  | 0 |  | 0 |  | 0 |  | 0 |  | 0 |  |  |  | 0 |  | 0 | 0 |  | 0 | 0 | 0 | 0 | 0 | 0 |  | EA | EA | A04BA269 | A04BA269-00001
A04BA270-00001 | AR | A04 | Finishing Work | BA | Furniture Installation | 270 | Hot Plate |  | 0 |  | 0 |  | 0 |  | 0 |  | 0 |  |  |  | 0 |  |  | 0 |  | 0 | 0 | 0 | 0 | 0 | 0 |  | EA | EA | A04BA270 | A04BA270-00001
A04BA271-00001 | AR | A04 | Finishing Work | BA | Furniture Installation | 271 | Information Board |  | 0 |  | 0 |  | 0 |  | 0 |  | 0 |  |  |  | 0 |  | 0 | 0 |  | 0 | 0 | 0 | 0 | 0 | 0 |  | EA | EA | A04BA271 | A04BA271-00001
A04BA272-00001 | AR | A04 | Finishing Work | BA | Furniture Installation | 272 | Key Cabinet |  | 0 |  | 0 |  | 0 |  | 0 |  | 0 |  |  |  | 0 |  | 0 | 0 |  | 0 | 0 | 0 | 0 | 0 | 0 |  | EA | EA | A04BA272 | A04BA272-00001
A04BA273-00001 | AR | A04 | Finishing Work | BA | Furniture Installation | 273 | Kitchen Sink |  | 0 |  | 0 |  | 0 |  | 0 |  | 0 |  |  |  | 0 |  | 0 | 0 |  | 0 | 0 | 0 | 0 | 0 | 0 |  | EA | EA | A04BA273 | A04BA273-00001
A04BA274-00001 | AR | A04 | Finishing Work | BA | Furniture Installation | 274 | Kitchen Unit |  | 0 |  | 0 |  | 0 |  | 0 |  | 0 |  |  |  | 0 |  |  | 0 |  | 0 | 0 | 0 | 0 | 0 | 0 |  | LOT | LOT | A04BA274 | A04BA274-00001
A04BA275-00001 | AR | A04 | Finishing Work | BA | Furniture Installation | 275 | Metal Cabinet |  | 0 |  | 0 |  | 0 |  | 0 |  | 0 |  |  |  | 0 |  | 0 | 0 |  | 0 | 0 | 0 | 0 | 0 | 0 |  | EA | EA | A04BA275 | A04BA275-00001
A04BA276-00001 | AR | A04 | Finishing Work | BA | Furniture Installation | 276 | Microwave Oven |  | 0 |  | 0 |  | 0 |  | 0 |  | 0 |  |  |  | 0 |  |  | 0 |  | 0 | 0 | 0 | 0 | 0 | 0 |  | EA | EA | A04BA276 | A04BA276-00001
A04BA277-00001 | AR | A04 | Finishing Work | BA | Furniture Installation | 277 | Office Partition |  | 0 |  | 0 |  | 0 |  | 0 |  | 0 |  |  |  | 0 |  | 0 | 0 |  | 0 | 0 | 0 | 0 | 0 | 0 |  | LOT | LOT | A04BA277 | A04BA277-00001
A04BA278-00001 | AR | A04 | Finishing Work | BA | Furniture Installation | 278 | Printer Table |  | 0 |  | 0 |  | 0 |  | 0 |  | 0 |  |  |  | 0 |  | 0 | 0 |  | 0 | 0 | 0 | 0 | 0 | 0 |  | EA | EA | A04BA278 | A04BA278-00001
A04BA279-00001 | AR | A04 | Finishing Work | BA | Furniture Installation | 279 | Quartz Clock |  | 0 |  | 0 |  | 0 |  | 0 |  | 0 |  |  |  | 0 |  |  | 0 |  | 0 | 0 | 0 | 0 | 0 | 0 |  | EA | EA | A04BA279 | A04BA279-00001
A04BA280-00001 | AR | A04 | Finishing Work | BA | Furniture Installation | 280 | Reception Counter |  | 0 |  | 0 |  | 0 |  | 0 |  | 0 |  |  |  | 0 |  | 0 | 0 |  | 0 | 0 | 0 | 0 | 0 | 0 |  | EA | EA | A04BA280 | A04BA280-00001
A04BA281-00001 | AR | A04 | Finishing Work | BA | Furniture Installation | 281 | Refrigerator |  | 0 |  | 0 |  | 0 |  | 0 |  | 0 |  |  |  | 0 |  |  | 0 |  | 0 | 0 | 0 | 0 | 0 | 0 |  | EA | EA | A04BA281 | A04BA281-00001
A04BA282-00001 | AR | A04 | Finishing Work | BA | Furniture Installation | 282 | Side Chair |  | 0 |  | 0 |  | 0 |  | 0 |  | 0 |  |  |  | 0 |  | 0 | 0 |  | 0 | 0 | 0 | 0 | 0 | 0 |  | EA | EA | A04BA282 | A04BA282-00001
A04BA283-00001 | AR | A04 | Finishing Work | BA | Furniture Installation | 283 | Sofa |  | 0 |  | 0 |  | 0 |  | 0 |  | 0 |  |  |  | 0 |  | 0 | 0 |  | 0 | 0 | 0 | 0 | 0 | 0 |  | EA | EA | A04BA283 | A04BA283-00001
A04BA284-00001 | AR | A04 | Finishing Work | BA | Furniture Installation | 284 | Storage Cabinets(Bookcase) |  | 0 |  | 0 |  | 0 |  | 0 |  | 0 |  |  |  | 0 |  | 0 | 0 |  | 0 | 0 | 0 | 0 | 0 | 0 |  | EA | EA | A04BA284 | A04BA284-00001
A04BA285-00001 | AR | A04 | Finishing Work | BA | Furniture Installation | 285 | Strip Curtain |  | 0 |  | 0 |  | 0 |  | 0 |  | 0 |  |  |  | 0 |  | 0 | 0 |  | 0 | 0 | 0 | 0 | 0 | 0 |  | EA | EA | A04BA285 | A04BA285-00001
A04BA286-00001 | AR | A04 | Finishing Work | BA | Furniture Installation | 286 | Table |  | 0 |  | 0 |  | 0 |  | 0 |  | 0 |  |  |  | 0 |  | 0 | 0 |  | 0 | 0 | 0 | 0 | 0 | 0 |  | EA | EA | A04BA286 | A04BA286-00001
A04BA287-00001 | AR | A04 | Finishing Work | BA | Furniture Installation | 287 | Tall Storage Cupboard |  | 0 |  | 0 |  | 0 |  | 0 |  | 0 |  |  |  | 0 |  | 0 | 0 |  | 0 | 0 | 0 | 0 | 0 | 0 |  | EA | EA | A04BA287 | A04BA287-00001
A04BA288-00001 | AR | A04 | Finishing Work | BA | Furniture Installation | 288 | Umbrella's Holder |  | 0 |  | 0 |  | 0 |  | 0 |  | 0 |  |  |  | 0 |  |  | 0 |  | 0 | 0 | 0 | 0 | 0 | 0 |  | EA | EA | A04BA288 | A04BA288-00001
A04BA289-00001 | AR | A04 | Finishing Work | BA | Furniture Installation | 289 | Visitors Chairs |  | 0 |  | 0 |  | 0 |  | 0 |  | 0 |  |  |  | 0 |  | 0 | 0 |  | 0 | 0 | 0 | 0 | 0 | 0 |  | EA | EA | A04BA289 | A04BA289-00001
A04BA290-00001 | AR | A04 | Finishing Work | BA | Furniture Installation | 290 | Wall Cupboard |  | 0 |  | 0 |  | 0 |  | 0 |  | 0 |  |  |  | 0 |  | 0 | 0 |  | 0 | 0 | 0 | 0 | 0 | 0 |  | EA | EA | A04BA290 | A04BA290-00001
A04BA291-00001 | AR | A04 | Finishing Work | BA | Furniture Installation | 291 | Washing Unit |  | 0 |  | 0 |  | 0 |  | 0 |  | 0 |  |  |  | 0 |  |  | 0 |  | 0 | 0 | 0 | 0 | 0 | 0 |  | LOT | LOT | A04BA291 | A04BA291-00001
A04BA292-00001 | AR | A04 | Finishing Work | BA | Furniture Installation | 292 | Water Cooler |  | 0 |  | 0 |  | 0 |  | 0 |  | 0 |  |  |  | 0 |  |  | 0 |  | 0 | 0 | 0 | 0 | 0 | 0 |  | EA | EA | A04BA292 | A04BA292-00001
A04BA293-00001 | AR | A04 | Finishing Work | BA | Furniture Installation | 293 | White Board |  | 0 |  | 0 |  | 0 |  | 0 |  | 0 |  |  |  | 0 |  | 0 | 0 |  | 0 | 0 | 0 | 0 | 0 | 0 |  | EA | EA | A04BA293 | A04BA293-00001
A04BA294-00001 | AR | A04 | Finishing Work | BA | Furniture Installation | 294 | Rack |  | 0 |  | 0 |  | 0 |  | 0 |  | 0 |  |  |  | 0 |  | 0 | 0 |  | 0 | 0 | 0 | 0 | 0 | 0 |  | EA | EA | A04BA294 | A04BA294-00001
A04BA295-00001 | AR | A04 | Finishing Work | BA | Furniture Installation | 295 | Medicine Cabinet |  | 0 |  | 0 |  | 0 |  | 0 |  | 0 |  |  |  | 0 |  | 0 | 0 |  | 0 | 0 | 0 | 0 | 0 | 0 |  | EA | EA | A04BA295 | A04BA295-00001
A04BA296-00001 | AR | A04 | Finishing Work | BA | Furniture Installation | 296 | Others |  | 0 |  | 0 |  | 0 |  | 0 |  | 0 |  |  |  | 0 |  | 0 | 0 |  | 0 | 0 | 0 | 0 | 0 | 0 |  | EA | EA | A04BA296 | A04BA296-00001
A04BD308-00001 | AR | A04 | Finishing Work | BD | Work for Ergonomic/Sustainable Design | 308 | Ergonomic Designed Area |  | 0 |  | 0 |  | 0 |  | 0 | 29 | for Floor |  |  |  | 0 |  |  | 0 |  | 0 | 0 | 0 | 0 | 0 | 0 |  | M2 | M2 | A04BD308 | A04BD308-00001
A04BD308-00002 | AR | A04 | Finishing Work | BD | Work for Ergonomic/Sustainable Design | 308 | Ergonomic Designed Area |  | 0 |  | 0 |  | 0 |  | 0 | 08 | for Wall |  |  |  | 0 |  |  | 0 |  | 0 | 0 | 0 | 0 | 0 | 0 |  | M2 | M2 | A04BD308 | A04BD308-00002
A04BD308-00003 | AR | A04 | Finishing Work | BD | Work for Ergonomic/Sustainable Design | 308 | Ergonomic Designed Area |  | 0 |  | 0 |  | 0 |  | 0 | 30 | for Ceiling |  |  |  | 0 |  |  | 0 |  | 0 | 0 | 0 | 0 | 0 | 0 |  | M2 | M2 | A04BD308 | A04BD308-00003
A04BD309-00001 | AR | A04 | Finishing Work | BD | Work for Ergonomic/Sustainable Design | 309 | Sustainable Designed Area |  | 0 |  | 0 |  | 0 |  | 0 |  | 0 |  |  |  | 0 |  |  | 0 |  | 0 | 0 | 0 | 0 | 0 | 0 |  | M2 | M2 | A04BD309 | A04BD309-00001
A05ZZ199-00001 | AR | A05 | Cladding Work | ZZ | - | 199 | Single Metal Sheet | CV | Stainless Steel Sheet |  | 0 |  | 0 |  | 0 | 08 | for Wall | 47 | w/ Accessories, Flashing |  | 0 |  | 0 | 0 | THK=( )mm | 0 | 0 | 0 | 0 | 0 | 0 |  | M2 | M2 | A05ZZ199 | A05ZZ199-00001
A05ZZ199-00002 | AR | A05 | Cladding Work | ZZ | - | 199 | Single Metal Sheet | CV | Stainless Steel Sheet |  | 0 |  | 0 |  | 0 | 15 | for Roof | 47 | w/ Accessories, Flashing |  | 0 |  | 0 | 0 | THK=( )mm | 0 | 0 | 0 | 0 | 0 | 0 |  | M2 | M2 | A05ZZ199 | A05ZZ199-00002
A05ZZ199-00003 | AR | A05 | Cladding Work | ZZ | - | 199 | Single Metal Sheet | CW | Corrugated Aluminum Sheet |  | 0 |  | 0 |  | 0 | 08 | for Wall | 47 | w/ Accessories, Flashing |  | 0 |  | 0 | 0 | THK=( )mm | 0 | 0 | 0 | 0 | 0 | 0 |  | M2 | M2 | A05ZZ199 | A05ZZ199-00003
A05ZZ199-00004 | AR | A05 | Cladding Work | ZZ | - | 199 | Single Metal Sheet | CW | Corrugated Aluminum Sheet |  | 0 |  | 0 |  | 0 | 15 | for Roof | 47 | w/ Accessories, Flashing |  | 0 |  | 0 | 0 | THK=( )mm | 0 | 0 | 0 | 0 | 0 | 0 |  | M2 | M2 | A05ZZ199 | A05ZZ199-00004
A05ZZ199-00005 | AR | A05 | Cladding Work | ZZ | - | 199 | Single Metal Sheet | DA | Corrugated Galvanized Steel Sheet |  | 0 |  | 0 |  | 0 | 08 | for Wall | 47 | w/ Accessories, Flashing |  | 0 |  | 0 | 0 | THK=( )mm | 0 | 0 | 0 | 0 | 0 | 0 |  | M2 | M2 | A05ZZ199 | A05ZZ199-00005
A05ZZ199-00006 | AR | A05 | Cladding Work | ZZ | - | 199 | Single Metal Sheet | DA | Corrugated Galvanized Steel Sheet |  | 0 |  | 0 |  | 0 | 15 | for Roof | 47 | w/ Accessories, Flashing |  | 0 |  | 0 | 0 | THK=( )mm | 0 | 0 | 0 | 0 | 0 | 0 |  | M2 | M2 | A05ZZ199 | A05ZZ199-00006
A05ZZ200-00001 | AR | A05 | Cladding Work | ZZ | - | 200 | Sandwich Panel | DB | Corrugated Galvanized Steel Sheet Sandwich Panel, Fire Protective Rating: N/A |  | 0 |  | 0 | 03 | Mineral Wool (Rock Wool) | 08 | for Wall | 47 | w/ Accessories, Flashing |  | 0 | 32 | 50mm≤THK<70mm | 0 | THK=( )mm | 0 | 0 | 0 | 0 | 0 | 0 |  | M2 | M2 | A05ZZ200 | A05ZZ200-00001
A05ZZ200-00002 | AR | A05 | Cladding Work | ZZ | - | 200 | Sandwich Panel | DB | Corrugated Galvanized Steel Sheet Sandwich Panel, Fire Protective Rating: N/A |  | 0 |  | 0 | 03 | Mineral Wool (Rock Wool) | 08 | for Wall | 47 | w/ Accessories, Flashing |  | 0 | 33 | 70mm≤THK<100mm | 0 | THK=( )mm | 0 | 0 | 0 | 0 | 0 | 0 |  | M2 | M2 | A05ZZ200 | A05ZZ200-00002
A05ZZ200-00003 | AR | A05 | Cladding Work | ZZ | - | 200 | Sandwich Panel | DB | Corrugated Galvanized Steel Sheet Sandwich Panel, Fire Protective Rating: N/A |  | 0 |  | 0 | 03 | Mineral Wool (Rock Wool) | 08 | for Wall | 47 | w/ Accessories, Flashing |  | 0 | 34 | 100mm≤THK<150mm | 0 | THK=( )mm | 0 | 0 | 0 | 0 | 0 | 0 |  | M2 | M2 | A05ZZ200 | A05ZZ200-00003
A05ZZ200-00004 | AR | A05 | Cladding Work | ZZ | - | 200 | Sandwich Panel | DB | Corrugated Galvanized Steel Sheet Sandwich Panel, Fire Protective Rating: N/A |  | 0 |  | 0 | 03 | Mineral Wool (Rock Wool) | 08 | for Wall | 47 | w/ Accessories, Flashing |  | 0 | 35 | 150mm≤THK | 0 | THK=( )mm | 0 | 0 | 0 | 0 | 0 | 0 |  | M2 | M2 | A05ZZ200 | A05ZZ200-00004
A05ZZ200-00005 | AR | A05 | Cladding Work | ZZ | - | 200 | Sandwich Panel | DB | Corrugated Galvanized Steel Sheet Sandwich Panel, Fire Protective Rating: N/A |  | 0 |  | 0 | 03 | Mineral Wool (Rock Wool) | 15 | for Roof | 47 | w/ Accessories, Flashing |  | 0 | 32 | 50mm≤THK<70mm | 0 | THK=( )mm | 0 | 0 | 0 | 0 | 0 | 0 |  | M2 | M2 | A05ZZ200 | A05ZZ200-00005
A05ZZ200-00006 | AR | A05 | Cladding Work | ZZ | - | 200 | Sandwich Panel | DB | Corrugated Galvanized Steel Sheet Sandwich Panel, Fire Protective Rating: N/A |  | 0 |  | 0 | 03 | Mineral Wool (Rock Wool) | 15 | for Roof | 47 | w/ Accessories, Flashing |  | 0 | 33 | 70mm≤THK<100mm | 0 | THK=( )mm | 0 | 0 | 0 | 0 | 0 | 0 |  | M2 | M2 | A05ZZ200 | A05ZZ200-00006
A05ZZ200-00007 | AR | A05 | Cladding Work | ZZ | - | 200 | Sandwich Panel | DB | Corrugated Galvanized Steel Sheet Sandwich Panel, Fire Protective Rating: N/A |  | 0 |  | 0 | 03 | Mineral Wool (Rock Wool) | 15 | for Roof | 47 | w/ Accessories, Flashing |  | 0 | 34 | 100mm≤THK<150mm | 0 | THK=( )mm | 0 | 0 | 0 | 0 | 0 | 0 |  | M2 | M2 | A05ZZ200 | A05ZZ200-00007
A05ZZ200-00008 | AR | A05 | Cladding Work | ZZ | - | 200 | Sandwich Panel | DB | Corrugated Galvanized Steel Sheet Sandwich Panel, Fire Protective Rating: N/A |  | 0 |  | 0 | 03 | Mineral Wool (Rock Wool) | 15 | for Roof | 47 | w/ Accessories, Flashing |  | 0 | 35 | 150mm≤THK | 0 | THK=( )mm | 0 | 0 | 0 | 0 | 0 | 0 |  | M2 | M2 | A05ZZ200 | A05ZZ200-00008
A05ZZ200-00009 | AR | A05 | Cladding Work | ZZ | - | 200 | Sandwich Panel | DC | Corrugated Galvanized Steel Sheet Sandwich Panel, Fire Protective Rating: 1-hr |  | 0 |  | 0 | 03 | Mineral Wool (Rock Wool) | 08 | for Wall | 47 | w/ Accessories, Flashing |  | 0 | 32 | 50mm≤THK<70mm | 0 | THK=( )mm | 0 | 0 | 0 | 0 | 0 | 0 |  | M2 | M2 | A05ZZ200 | A05ZZ200-00009
A05ZZ200-00010 | AR | A05 | Cladding Work | ZZ | - | 200 | Sandwich Panel | DC | Corrugated Galvanized Steel Sheet Sandwich Panel, Fire Protective Rating: 1-hr |  | 0 |  | 0 | 03 | Mineral Wool (Rock Wool) | 08 | for Wall | 47 | w/ Accessories, Flashing |  | 0 | 33 | 70mm≤THK<100mm | 0 | THK=( )mm | 0 | 0 | 0 | 0 | 0 | 0 |  | M2 | M2 | A05ZZ200 | A05ZZ200-00010
A05ZZ200-00011 | AR | A05 | Cladding Work | ZZ | - | 200 | Sandwich Panel | DC | Corrugated Galvanized Steel Sheet Sandwich Panel, Fire Protective Rating: 1-hr |  | 0 |  | 0 | 03 | Mineral Wool (Rock Wool) | 08 | for Wall | 47 | w/ Accessories, Flashing |  | 0 | 34 | 100mm≤THK<150mm | 0 | THK=( )mm | 0 | 0 | 0 | 0 | 0 | 0 |  | M2 | M2 | A05ZZ200 | A05ZZ200-00011
A05ZZ200-00012 | AR | A05 | Cladding Work | ZZ | - | 200 | Sandwich Panel | DC | Corrugated Galvanized Steel Sheet Sandwich Panel, Fire Protective Rating: 1-hr |  | 0 |  | 0 | 03 | Mineral Wool (Rock Wool) | 08 | for Wall | 47 | w/ Accessories, Flashing |  | 0 | 35 | 150mm≤THK | 0 | THK=( )mm | 0 | 0 | 0 | 0 | 0 | 0 |  | M2 | M2 | A05ZZ200 | A05ZZ200-00012
A05ZZ200-00013 | AR | A05 | Cladding Work | ZZ | - | 200 | Sandwich Panel | DC | Corrugated Galvanized Steel Sheet Sandwich Panel, Fire Protective Rating: 1-hr |  | 0 |  | 0 | 03 | Mineral Wool (Rock Wool) | 15 | for Roof | 47 | w/ Accessories, Flashing |  | 0 | 32 | 50mm≤THK<70mm | 0 | THK=( )mm | 0 | 0 | 0 | 0 | 0 | 0 |  | M2 | M2 | A05ZZ200 | A05ZZ200-00013
A05ZZ200-00014 | AR | A05 | Cladding Work | ZZ | - | 200 | Sandwich Panel | DC | Corrugated Galvanized Steel Sheet Sandwich Panel, Fire Protective Rating: 1-hr |  | 0 |  | 0 | 03 | Mineral Wool (Rock Wool) | 15 | for Roof | 47 | w/ Accessories, Flashing |  | 0 | 33 | 70mm≤THK<100mm | 0 | THK=( )mm | 0 | 0 | 0 | 0 | 0 | 0 |  | M2 | M2 | A05ZZ200 | A05ZZ200-00014
A05ZZ200-00015 | AR | A05 | Cladding Work | ZZ | - | 200 | Sandwich Panel | DC | Corrugated Galvanized Steel Sheet Sandwich Panel, Fire Protective Rating: 1-hr |  | 0 |  | 0 | 03 | Mineral Wool (Rock Wool) | 15 | for Roof | 47 | w/ Accessories, Flashing |  | 0 | 34 | 100mm≤THK<150mm | 0 | THK=( )mm | 0 | 0 | 0 | 0 | 0 | 0 |  | M2 | M2 | A05ZZ200 | A05ZZ200-00015
A05ZZ200-00016 | AR | A05 | Cladding Work | ZZ | - | 200 | Sandwich Panel | DC | Corrugated Galvanized Steel Sheet Sandwich Panel, Fire Protective Rating: 1-hr |  | 0 |  | 0 | 03 | Mineral Wool (Rock Wool) | 15 | for Roof | 47 | w/ Accessories, Flashing |  | 0 | 35 | 150mm≤THK | 0 | THK=( )mm | 0 | 0 | 0 | 0 | 0 | 0 |  | M2 | M2 | A05ZZ200 | A05ZZ200-00016
A05ZZ200-00017 | AR | A05 | Cladding Work | ZZ | - | 200 | Sandwich Panel | DD | Corrugated Galvanized Steel Sheet Sandwich Panel, Fire Protective Rating: 2-hrs |  | 0 |  | 0 | 03 | Mineral Wool (Rock Wool) | 08 | for Wall | 47 | w/ Accessories, Flashing |  | 0 | 32 | 50mm≤THK<70mm | 0 | THK=( )mm | 0 | 0 | 0 | 0 | 0 | 0 |  | M2 | M2 | A05ZZ200 | A05ZZ200-00017
A05ZZ200-00018 | AR | A05 | Cladding Work | ZZ | - | 200 | Sandwich Panel | DD | Corrugated Galvanized Steel Sheet Sandwich Panel, Fire Protective Rating: 2-hrs |  | 0 |  | 0 | 03 | Mineral Wool (Rock Wool) | 08 | for Wall | 47 | w/ Accessories, Flashing |  | 0 | 33 | 70mm≤THK<100mm | 0 | THK=( )mm | 0 | 0 | 0 | 0 | 0 | 0 |  | M2 | M2 | A05ZZ200 | A05ZZ200-00018
A05ZZ200-00019 | AR | A05 | Cladding Work | ZZ | - | 200 | Sandwich Panel | DD | Corrugated Galvanized Steel Sheet Sandwich Panel, Fire Protective Rating: 2-hrs |  | 0 |  | 0 | 03 | Mineral Wool (Rock Wool) | 08 | for Wall | 47 | w/ Accessories, Flashing |  | 0 | 34 | 100mm≤THK<150mm | 0 | THK=( )mm | 0 | 0 | 0 | 0 | 0 | 0 |  | M2 | M2 | A05ZZ200 | A05ZZ200-00019
A05ZZ200-00020 | AR | A05 | Cladding Work | ZZ | - | 200 | Sandwich Panel | DD | Corrugated Galvanized Steel Sheet Sandwich Panel, Fire Protective Rating: 2-hrs |  | 0 |  | 0 | 03 | Mineral Wool (Rock Wool) | 08 | for Wall | 47 | w/ Accessories, Flashing |  | 0 | 35 | 150mm≤THK | 0 | THK=( )mm | 0 | 0 | 0 | 0 | 0 | 0 |  | M2 | M2 | A05ZZ200 | A05ZZ200-00020
A05ZZ200-00021 | AR | A05 | Cladding Work | ZZ | - | 200 | Sandwich Panel | DD | Corrugated Galvanized Steel Sheet Sandwich Panel, Fire Protective Rating: 2-hrs |  | 0 |  | 0 | 03 | Mineral Wool (Rock Wool) | 15 | for Roof | 47 | w/ Accessories, Flashing |  | 0 | 32 | 50mm≤THK<70mm | 0 | THK=( )mm | 0 | 0 | 0 | 0 | 0 | 0 |  | M2 | M2 | A05ZZ200 | A05ZZ200-00021
A05ZZ200-00022 | AR | A05 | Cladding Work | ZZ | - | 200 | Sandwich Panel | DD | Corrugated Galvanized Steel Sheet Sandwich Panel, Fire Protective Rating: 2-hrs |  | 0 |  | 0 | 03 | Mineral Wool (Rock Wool) | 15 | for Roof | 47 | w/ Accessories, Flashing |  | 0 | 33 | 70mm≤THK<100mm | 0 | THK=( )mm | 0 | 0 | 0 | 0 | 0 | 0 |  | M2 | M2 | A05ZZ200 | A05ZZ200-00022
A05ZZ200-00023 | AR | A05 | Cladding Work | ZZ | - | 200 | Sandwich Panel | DD | Corrugated Galvanized Steel Sheet Sandwich Panel, Fire Protective Rating: 2-hrs |  | 0 |  | 0 | 03 | Mineral Wool (Rock Wool) | 15 | for Roof | 47 | w/ Accessories, Flashing |  | 0 | 34 | 100mm≤THK<150mm | 0 | THK=( )mm | 0 | 0 | 0 | 0 | 0 | 0 |  | M2 | M2 | A05ZZ200 | A05ZZ200-00023
A05ZZ200-00024 | AR | A05 | Cladding Work | ZZ | - | 200 | Sandwich Panel | DD | Corrugated Galvanized Steel Sheet Sandwich Panel, Fire Protective Rating: 2-hrs |  | 0 |  | 0 | 03 | Mineral Wool (Rock Wool) | 15 | for Roof | 47 | w/ Accessories, Flashing |  | 0 | 35 | 150mm≤THK | 0 | THK=( )mm | 0 | 0 | 0 | 0 | 0 | 0 |  | M2 | M2 | A05ZZ200 | A05ZZ200-00024
A05ZZ200-00025 | AR | A05 | Cladding Work | ZZ | - | 200 | Sandwich Panel | DB | Corrugated Galvanized Steel Sheet Sandwich Panel, Fire Protective Rating: N/A |  | 0 |  | 0 | 04 | Glass Wool (Fiberglass) | 08 | for Wall | 47 | w/ Accessories, Flashing |  | 0 | 32 | 50mm≤THK<70mm | 0 | THK=( )mm | 0 | 0 | 0 | 0 | 0 | 0 |  | M2 | M2 | A05ZZ200 | A05ZZ200-00025
A05ZZ200-00026 | AR | A05 | Cladding Work | ZZ | - | 200 | Sandwich Panel | DB | Corrugated Galvanized Steel Sheet Sandwich Panel, Fire Protective Rating: N/A |  | 0 |  | 0 | 04 | Glass Wool (Fiberglass) | 08 | for Wall | 47 | w/ Accessories, Flashing |  | 0 | 33 | 70mm≤THK<100mm | 0 | THK=( )mm | 0 | 0 | 0 | 0 | 0 | 0 |  | M2 | M2 | A05ZZ200 | A05ZZ200-00026
A05ZZ200-00027 | AR | A05 | Cladding Work | ZZ | - | 200 | Sandwich Panel | DB | Corrugated Galvanized Steel Sheet Sandwich Panel, Fire Protective Rating: N/A |  | 0 |  | 0 | 04 | Glass Wool (Fiberglass) | 08 | for Wall | 47 | w/ Accessories, Flashing |  | 0 | 34 | 100mm≤THK<150mm | 0 | THK=( )mm | 0 | 0 | 0 | 0 | 0 | 0 |  | M2 | M2 | A05ZZ200 | A05ZZ200-00027
A05ZZ200-00028 | AR | A05 | Cladding Work | ZZ | - | 200 | Sandwich Panel | DB | Corrugated Galvanized Steel Sheet Sandwich Panel, Fire Protective Rating: N/A |  | 0 |  | 0 | 04 | Glass Wool (Fiberglass) | 08 | for Wall | 47 | w/ Accessories, Flashing |  | 0 | 35 | 150mm≤THK | 0 | THK=( )mm | 0 | 0 | 0 | 0 | 0 | 0 |  | M2 | M2 | A05ZZ200 | A05ZZ200-00028
A05ZZ200-00029 | AR | A05 | Cladding Work | ZZ | - | 200 | Sandwich Panel | DB | Corrugated Galvanized Steel Sheet Sandwich Panel, Fire Protective Rating: N/A |  | 0 |  | 0 | 04 | Glass Wool (Fiberglass) | 15 | for Roof | 47 | w/ Accessories, Flashing |  | 0 | 32 | 50mm≤THK<70mm | 0 | THK=( )mm | 0 | 0 | 0 | 0 | 0 | 0 |  | M2 | M2 | A05ZZ200 | A05ZZ200-00029
A05ZZ200-00030 | AR | A05 | Cladding Work | ZZ | - | 200 | Sandwich Panel | DB | Corrugated Galvanized Steel Sheet Sandwich Panel, Fire Protective Rating: N/A |  | 0 |  | 0 | 04 | Glass Wool (Fiberglass) | 15 | for Roof | 47 | w/ Accessories, Flashing |  | 0 | 33 | 70mm≤THK<100mm | 0 | THK=( )mm | 0 | 0 | 0 | 0 | 0 | 0 |  | M2 | M2 | A05ZZ200 | A05ZZ200-00030
A05ZZ200-00031 | AR | A05 | Cladding Work | ZZ | - | 200 | Sandwich Panel | DB | Corrugated Galvanized Steel Sheet Sandwich Panel, Fire Protective Rating: N/A |  | 0 |  | 0 | 04 | Glass Wool (Fiberglass) | 15 | for Roof | 47 | w/ Accessories, Flashing |  | 0 | 34 | 100mm≤THK<150mm | 0 | THK=( )mm | 0 | 0 | 0 | 0 | 0 | 0 |  | M2 | M2 | A05ZZ200 | A05ZZ200-00031
A05ZZ200-00032 | AR | A05 | Cladding Work | ZZ | - | 200 | Sandwich Panel | DB | Corrugated Galvanized Steel Sheet Sandwich Panel, Fire Protective Rating: N/A |  | 0 |  | 0 | 04 | Glass Wool (Fiberglass) | 15 | for Roof | 47 | w/ Accessories, Flashing |  | 0 | 35 | 150mm≤THK | 0 | THK=( )mm | 0 | 0 | 0 | 0 | 0 | 0 |  | M2 | M2 | A05ZZ200 | A05ZZ200-00032
A05ZZ200-00033 | AR | A05 | Cladding Work | ZZ | - | 200 | Sandwich Panel | DC | Corrugated Galvanized Steel Sheet Sandwich Panel, Fire Protective Rating: 1-hr |  | 0 |  | 0 | 04 | Glass Wool (Fiberglass) | 08 | for Wall | 47 | w/ Accessories, Flashing |  | 0 | 32 | 50mm≤THK<70mm | 0 | THK=( )mm | 0 | 0 | 0 | 0 | 0 | 0 |  | M2 | M2 | A05ZZ200 | A05ZZ200-00033
A05ZZ200-00034 | AR | A05 | Cladding Work | ZZ | - | 200 | Sandwich Panel | DC | Corrugated Galvanized Steel Sheet Sandwich Panel, Fire Protective Rating: 1-hr |  | 0 |  | 0 | 04 | Glass Wool (Fiberglass) | 08 | for Wall | 47 | w/ Accessories, Flashing |  | 0 | 33 | 70mm≤THK<100mm | 0 | THK=( )mm | 0 | 0 | 0 | 0 | 0 | 0 |  | M2 | M2 | A05ZZ200 | A05ZZ200-00034
A05ZZ200-00035 | AR | A05 | Cladding Work | ZZ | - | 200 | Sandwich Panel | DC | Corrugated Galvanized Steel Sheet Sandwich Panel, Fire Protective Rating: 1-hr |  | 0 |  | 0 | 04 | Glass Wool (Fiberglass) | 08 | for Wall | 47 | w/ Accessories, Flashing |  | 0 | 34 | 100mm≤THK<150mm | 0 | THK=( )mm | 0 | 0 | 0 | 0 | 0 | 0 |  | M2 | M2 | A05ZZ200 | A05ZZ200-00035
A05ZZ200-00036 | AR | A05 | Cladding Work | ZZ | - | 200 | Sandwich Panel | DC | Corrugated Galvanized Steel Sheet Sandwich Panel, Fire Protective Rating: 1-hr |  | 0 |  | 0 | 04 | Glass Wool (Fiberglass) | 08 | for Wall | 47 | w/ Accessories, Flashing |  | 0 | 35 | 150mm≤THK | 0 | THK=( )mm | 0 | 0 | 0 | 0 | 0 | 0 |  | M2 | M2 | A05ZZ200 | A05ZZ200-00036
A05ZZ200-00037 | AR | A05 | Cladding Work | ZZ | - | 200 | Sandwich Panel | DC | Corrugated Galvanized Steel Sheet Sandwich Panel, Fire Protective Rating: 1-hr |  | 0 |  | 0 | 04 | Glass Wool (Fiberglass) | 15 | for Roof | 47 | w/ Accessories, Flashing |  | 0 | 32 | 50mm≤THK<70mm | 0 | THK=( )mm | 0 | 0 | 0 | 0 | 0 | 0 |  | M2 | M2 | A05ZZ200 | A05ZZ200-00037
A05ZZ200-00038 | AR | A05 | Cladding Work | ZZ | - | 200 | Sandwich Panel | DC | Corrugated Galvanized Steel Sheet Sandwich Panel, Fire Protective Rating: 1-hr |  | 0 |  | 0 | 04 | Glass Wool (Fiberglass) | 15 | for Roof | 47 | w/ Accessories, Flashing |  | 0 | 33 | 70mm≤THK<100mm | 0 | THK=( )mm | 0 | 0 | 0 | 0 | 0 | 0 |  | M2 | M2 | A05ZZ200 | A05ZZ200-00038
A05ZZ200-00039 | AR | A05 | Cladding Work | ZZ | - | 200 | Sandwich Panel | DC | Corrugated Galvanized Steel Sheet Sandwich Panel, Fire Protective Rating: 1-hr |  | 0 |  | 0 | 04 | Glass Wool (Fiberglass) | 15 | for Roof | 47 | w/ Accessories, Flashing |  | 0 | 34 | 100mm≤THK<150mm | 0 | THK=( )mm | 0 | 0 | 0 | 0 | 0 | 0 |  | M2 | M2 | A05ZZ200 | A05ZZ200-00039
A05ZZ200-00040 | AR | A05 | Cladding Work | ZZ | - | 200 | Sandwich Panel | DC | Corrugated Galvanized Steel Sheet Sandwich Panel, Fire Protective Rating: 1-hr |  | 0 |  | 0 | 04 | Glass Wool (Fiberglass) | 15 | for Roof | 47 | w/ Accessories, Flashing |  | 0 | 35 | 150mm≤THK | 0 | THK=( )mm | 0 | 0 | 0 | 0 | 0 | 0 |  | M2 | M2 | A05ZZ200 | A05ZZ200-00040
A05ZZ200-00041 | AR | A05 | Cladding Work | ZZ | - | 200 | Sandwich Panel | DD | Corrugated Galvanized Steel Sheet Sandwich Panel, Fire Protective Rating: 2-hrs |  | 0 |  | 0 | 04 | Glass Wool (Fiberglass) | 08 | for Wall | 47 | w/ Accessories, Flashing |  | 0 | 32 | 50mm≤THK<70mm | 0 | THK=( )mm | 0 | 0 | 0 | 0 | 0 | 0 |  | M2 | M2 | A05ZZ200 | A05ZZ200-00041
A05ZZ200-00042 | AR | A05 | Cladding Work | ZZ | - | 200 | Sandwich Panel | DD | Corrugated Galvanized Steel Sheet Sandwich Panel, Fire Protective Rating: 2-hrs |  | 0 |  | 0 | 04 | Glass Wool (Fiberglass) | 08 | for Wall | 47 | w/ Accessories, Flashing |  | 0 | 33 | 70mm≤THK<100mm | 0 | THK=( )mm | 0 | 0 | 0 | 0 | 0 | 0 |  | M2 | M2 | A05ZZ200 | A05ZZ200-00042
A05ZZ200-00043 | AR | A05 | Cladding Work | ZZ | - | 200 | Sandwich Panel | DD | Corrugated Galvanized Steel Sheet Sandwich Panel, Fire Protective Rating: 2-hrs |  | 0 |  | 0 | 04 | Glass Wool (Fiberglass) | 08 | for Wall | 47 | w/ Accessories, Flashing |  | 0 | 34 | 100mm≤THK<150mm | 0 | THK=( )mm | 0 | 0 | 0 | 0 | 0 | 0 |  | M2 | M2 | A05ZZ200 | A05ZZ200-00043
A05ZZ200-00044 | AR | A05 | Cladding Work | ZZ | - | 200 | Sandwich Panel | DD | Corrugated Galvanized Steel Sheet Sandwich Panel, Fire Protective Rating: 2-hrs |  | 0 |  | 0 | 04 | Glass Wool (Fiberglass) | 08 | for Wall | 47 | w/ Accessories, Flashing |  | 0 | 35 | 150mm≤THK | 0 | THK=( )mm | 0 | 0 | 0 | 0 | 0 | 0 |  | M2 | M2 | A05ZZ200 | A05ZZ200-00044
A05ZZ200-00045 | AR | A05 | Cladding Work | ZZ | - | 200 | Sandwich Panel | DD | Corrugated Galvanized Steel Sheet Sandwich Panel, Fire Protective Rating: 2-hrs |  | 0 |  | 0 | 04 | Glass Wool (Fiberglass) | 15 | for Roof | 47 | w/ Accessories, Flashing |  | 0 | 32 | 50mm≤THK<70mm | 0 | THK=( )mm | 0 | 0 | 0 | 0 | 0 | 0 |  | M2 | M2 | A05ZZ200 | A05ZZ200-00045
A05ZZ200-00046 | AR | A05 | Cladding Work | ZZ | - | 200 | Sandwich Panel | DD | Corrugated Galvanized Steel Sheet Sandwich Panel, Fire Protective Rating: 2-hrs |  | 0 |  | 0 | 04 | Glass Wool (Fiberglass) | 15 | for Roof | 47 | w/ Accessories, Flashing |  | 0 | 33 | 70mm≤THK<100mm | 0 | THK=( )mm | 0 | 0 | 0 | 0 | 0 | 0 |  | M2 | M2 | A05ZZ200 | A05ZZ200-00046
A05ZZ200-00047 | AR | A05 | Cladding Work | ZZ | - | 200 | Sandwich Panel | DD | Corrugated Galvanized Steel Sheet Sandwich Panel, Fire Protective Rating: 2-hrs |  | 0 |  | 0 | 04 | Glass Wool (Fiberglass) | 15 | for Roof | 47 | w/ Accessories, Flashing |  | 0 | 34 | 100mm≤THK<150mm | 0 | THK=( )mm | 0 | 0 | 0 | 0 | 0 | 0 |  | M2 | M2 | A05ZZ200 | A05ZZ200-00047
A05ZZ200-00048 | AR | A05 | Cladding Work | ZZ | - | 200 | Sandwich Panel | DD | Corrugated Galvanized Steel Sheet Sandwich Panel, Fire Protective Rating: 2-hrs |  | 0 |  | 0 | 04 | Glass Wool (Fiberglass) | 15 | for Roof | 47 | w/ Accessories, Flashing |  | 0 | 35 | 150mm≤THK | 0 | THK=( )mm | 0 | 0 | 0 | 0 | 0 | 0 |  | M2 | M2 | A05ZZ200 | A05ZZ200-00048
A05ZZ200-00049 | AR | A05 | Cladding Work | ZZ | - | 200 | Sandwich Panel | FE | Corrugated Aluminum Sheet Sandwich Panel, Fire Protective Rating: N/A |  | 0 |  | 0 | 03 | Mineral Wool (Rock Wool) | 08 | for Wall | 47 | w/ Accessories, Flashing |  | 0 | 32 | 50mm≤THK<70mm | 0 | THK=( )mm | 0 | 0 | 0 | 0 | 0 | 0 |  | M2 | M2 | A05ZZ200 | A05ZZ200-00049
A05ZZ200-00050 | AR | A05 | Cladding Work | ZZ | - | 200 | Sandwich Panel | FE | Corrugated Aluminum Sheet Sandwich Panel, Fire Protective Rating: N/A |  | 0 |  | 0 | 03 | Mineral Wool (Rock Wool) | 08 | for Wall | 47 | w/ Accessories, Flashing |  | 0 | 33 | 70mm≤THK<100mm | 0 | THK=( )mm | 0 | 0 | 0 | 0 | 0 | 0 |  | M2 | M2 | A05ZZ200 | A05ZZ200-00050
A05ZZ200-00051 | AR | A05 | Cladding Work | ZZ | - | 200 | Sandwich Panel | FE | Corrugated Aluminum Sheet Sandwich Panel, Fire Protective Rating: N/A |  | 0 |  | 0 | 03 | Mineral Wool (Rock Wool) | 08 | for Wall | 47 | w/ Accessories, Flashing |  | 0 | 34 | 100mm≤THK<150mm | 0 | THK=( )mm | 0 | 0 | 0 | 0 | 0 | 0 |  | M2 | M2 | A05ZZ200 | A05ZZ200-00051
A05ZZ200-00052 | AR | A05 | Cladding Work | ZZ | - | 200 | Sandwich Panel | FE | Corrugated Aluminum Sheet Sandwich Panel, Fire Protective Rating: N/A |  | 0 |  | 0 | 03 | Mineral Wool (Rock Wool) | 08 | for Wall | 47 | w/ Accessories, Flashing |  | 0 | 35 | 150mm≤THK | 0 | THK=( )mm | 0 | 0 | 0 | 0 | 0 | 0 |  | M2 | M2 | A05ZZ200 | A05ZZ200-00052
A05ZZ200-00053 | AR | A05 | Cladding Work | ZZ | - | 200 | Sandwich Panel | FE | Corrugated Aluminum Sheet Sandwich Panel, Fire Protective Rating: N/A |  | 0 |  | 0 | 03 | Mineral Wool (Rock Wool) | 15 | for Roof | 47 | w/ Accessories, Flashing |  | 0 | 32 | 50mm≤THK<70mm | 0 | THK=( )mm | 0 | 0 | 0 | 0 | 0 | 0 |  | M2 | M2 | A05ZZ200 | A05ZZ200-00053
A05ZZ200-00054 | AR | A05 | Cladding Work | ZZ | - | 200 | Sandwich Panel | FE | Corrugated Aluminum Sheet Sandwich Panel, Fire Protective Rating: N/A |  | 0 |  | 0 | 03 | Mineral Wool (Rock Wool) | 15 | for Roof | 47 | w/ Accessories, Flashing |  | 0 | 33 | 70mm≤THK<100mm | 0 | THK=( )mm | 0 | 0 | 0 | 0 | 0 | 0 |  | M2 | M2 | A05ZZ200 | A05ZZ200-00054
A05ZZ200-00055 | AR | A05 | Cladding Work | ZZ | - | 200 | Sandwich Panel | FE | Corrugated Aluminum Sheet Sandwich Panel, Fire Protective Rating: N/A |  | 0 |  | 0 | 03 | Mineral Wool (Rock Wool) | 15 | for Roof | 47 | w/ Accessories, Flashing |  | 0 | 34 | 100mm≤THK<150mm | 0 | THK=( )mm | 0 | 0 | 0 | 0 | 0 | 0 |  | M2 | M2 | A05ZZ200 | A05ZZ200-00055
A05ZZ200-00056 | AR | A05 | Cladding Work | ZZ | - | 200 | Sandwich Panel | FE | Corrugated Aluminum Sheet Sandwich Panel, Fire Protective Rating: N/A |  | 0 |  | 0 | 03 | Mineral Wool (Rock Wool) | 15 | for Roof | 47 | w/ Accessories, Flashing |  | 0 | 35 | 150mm≤THK | 0 | THK=( )mm | 0 | 0 | 0 | 0 | 0 | 0 |  | M2 | M2 | A05ZZ200 | A05ZZ200-00056
A05ZZ200-00057 | AR | A05 | Cladding Work | ZZ | - | 200 | Sandwich Panel | FF | Corrugated Aluminum Sheet Sandwich Panel, Fire Protective Rating: 1-hr |  | 0 |  | 0 | 03 | Mineral Wool (Rock Wool) | 08 | for Wall | 47 | w/ Accessories, Flashing |  | 0 | 32 | 50mm≤THK<70mm | 0 | THK=( )mm | 0 | 0 | 0 | 0 | 0 | 0 |  | M2 | M2 | A05ZZ200 | A05ZZ200-00057
A05ZZ200-00058 | AR | A05 | Cladding Work | ZZ | - | 200 | Sandwich Panel | FF | Corrugated Aluminum Sheet Sandwich Panel, Fire Protective Rating: 1-hr |  | 0 |  | 0 | 03 | Mineral Wool (Rock Wool) | 08 | for Wall | 47 | w/ Accessories, Flashing |  | 0 | 33 | 70mm≤THK<100mm | 0 | THK=( )mm | 0 | 0 | 0 | 0 | 0 | 0 |  | M2 | M2 | A05ZZ200 | A05ZZ200-00058
A05ZZ200-00059 | AR | A05 | Cladding Work | ZZ | - | 200 | Sandwich Panel | FF | Corrugated Aluminum Sheet Sandwich Panel, Fire Protective Rating: 1-hr |  | 0 |  | 0 | 03 | Mineral Wool (Rock Wool) | 08 | for Wall | 47 | w/ Accessories, Flashing |  | 0 | 34 | 100mm≤THK<150mm | 0 | THK=( )mm | 0 | 0 | 0 | 0 | 0 | 0 |  | M2 | M2 | A05ZZ200 | A05ZZ200-00059
A05ZZ200-00060 | AR | A05 | Cladding Work | ZZ | - | 200 | Sandwich Panel | FF | Corrugated Aluminum Sheet Sandwich Panel, Fire Protective Rating: 1-hr |  | 0 |  | 0 | 03 | Mineral Wool (Rock Wool) | 08 | for Wall | 47 | w/ Accessories, Flashing |  | 0 | 35 | 150mm≤THK | 0 | THK=( )mm | 0 | 0 | 0 | 0 | 0 | 0 |  | M2 | M2 | A05ZZ200 | A05ZZ200-00060
A05ZZ200-00061 | AR | A05 | Cladding Work | ZZ | - | 200 | Sandwich Panel | FF | Corrugated Aluminum Sheet Sandwich Panel, Fire Protective Rating: 1-hr |  | 0 |  | 0 | 03 | Mineral Wool (Rock Wool) | 15 | for Roof | 47 | w/ Accessories, Flashing |  | 0 | 32 | 50mm≤THK<70mm | 0 | THK=( )mm | 0 | 0 | 0 | 0 | 0 | 0 |  | M2 | M2 | A05ZZ200 | A05ZZ200-00061
A05ZZ200-00062 | AR | A05 | Cladding Work | ZZ | - | 200 | Sandwich Panel | FF | Corrugated Aluminum Sheet Sandwich Panel, Fire Protective Rating: 1-hr |  | 0 |  | 0 | 03 | Mineral Wool (Rock Wool) | 15 | for Roof | 47 | w/ Accessories, Flashing |  | 0 | 33 | 70mm≤THK<100mm | 0 | THK=( )mm | 0 | 0 | 0 | 0 | 0 | 0 |  | M2 | M2 | A05ZZ200 | A05ZZ200-00062
A05ZZ200-00063 | AR | A05 | Cladding Work | ZZ | - | 200 | Sandwich Panel | FF | Corrugated Aluminum Sheet Sandwich Panel, Fire Protective Rating: 1-hr |  | 0 |  | 0 | 03 | Mineral Wool (Rock Wool) | 15 | for Roof | 47 | w/ Accessories, Flashing |  | 0 | 34 | 100mm≤THK<150mm | 0 | THK=( )mm | 0 | 0 | 0 | 0 | 0 | 0 |  | M2 | M2 | A05ZZ200 | A05ZZ200-00063
A05ZZ200-00064 | AR | A05 | Cladding Work | ZZ | - | 200 | Sandwich Panel | FF | Corrugated Aluminum Sheet Sandwich Panel, Fire Protective Rating: 1-hr |  | 0 |  | 0 | 03 | Mineral Wool (Rock Wool) | 15 | for Roof | 47 | w/ Accessories, Flashing |  | 0 | 35 | 150mm≤THK | 0 | THK=( )mm | 0 | 0 | 0 | 0 | 0 | 0 |  | M2 | M2 | A05ZZ200 | A05ZZ200-00064
A05ZZ200-00065 | AR | A05 | Cladding Work | ZZ | - | 200 | Sandwich Panel | FG | Corrugated Aluminum Sheet Sandwich Panel, Fire Protective Rating: 2-hrs |  | 0 |  | 0 | 03 | Mineral Wool (Rock Wool) | 08 | for Wall | 47 | w/ Accessories, Flashing |  | 0 | 32 | 50mm≤THK<70mm | 0 | THK=( )mm | 0 | 0 | 0 | 0 | 0 | 0 |  | M2 | M2 | A05ZZ200 | A05ZZ200-00065
A05ZZ200-00066 | AR | A05 | Cladding Work | ZZ | - | 200 | Sandwich Panel | FG | Corrugated Aluminum Sheet Sandwich Panel, Fire Protective Rating: 2-hrs |  | 0 |  | 0 | 03 | Mineral Wool (Rock Wool) | 08 | for Wall | 47 | w/ Accessories, Flashing |  | 0 | 33 | 70mm≤THK<100mm | 0 | THK=( )mm | 0 | 0 | 0 | 0 | 0 | 0 |  | M2 | M2 | A05ZZ200 | A05ZZ200-00066
A05ZZ200-00067 | AR | A05 | Cladding Work | ZZ | - | 200 | Sandwich Panel | FG | Corrugated Aluminum Sheet Sandwich Panel, Fire Protective Rating: 2-hrs |  | 0 |  | 0 | 03 | Mineral Wool (Rock Wool) | 08 | for Wall | 47 | w/ Accessories, Flashing |  | 0 | 34 | 100mm≤THK<150mm | 0 | THK=( )mm | 0 | 0 | 0 | 0 | 0 | 0 |  | M2 | M2 | A05ZZ200 | A05ZZ200-00067
A05ZZ200-00068 | AR | A05 | Cladding Work | ZZ | - | 200 | Sandwich Panel | FG | Corrugated Aluminum Sheet Sandwich Panel, Fire Protective Rating: 2-hrs |  | 0 |  | 0 | 03 | Mineral Wool (Rock Wool) | 08 | for Wall | 47 | w/ Accessories, Flashing |  | 0 | 35 | 150mm≤THK | 0 | THK=( )mm | 0 | 0 | 0 | 0 | 0 | 0 |  | M2 | M2 | A05ZZ200 | A05ZZ200-00068
A05ZZ200-00069 | AR | A05 | Cladding Work | ZZ | - | 200 | Sandwich Panel | FG | Corrugated Aluminum Sheet Sandwich Panel, Fire Protective Rating: 2-hrs |  | 0 |  | 0 | 03 | Mineral Wool (Rock Wool) | 15 | for Roof | 47 | w/ Accessories, Flashing |  | 0 | 32 | 50mm≤THK<70mm | 0 | THK=( )mm | 0 | 0 | 0 | 0 | 0 | 0 |  | M2 | M2 | A05ZZ200 | A05ZZ200-00069
A05ZZ200-00070 | AR | A05 | Cladding Work | ZZ | - | 200 | Sandwich Panel | FG | Corrugated Aluminum Sheet Sandwich Panel, Fire Protective Rating: 2-hrs |  | 0 |  | 0 | 03 | Mineral Wool (Rock Wool) | 15 | for Roof | 47 | w/ Accessories, Flashing |  | 0 | 33 | 70mm≤THK<100mm | 0 | THK=( )mm | 0 | 0 | 0 | 0 | 0 | 0 |  | M2 | M2 | A05ZZ200 | A05ZZ200-00070
A05ZZ200-00071 | AR | A05 | Cladding Work | ZZ | - | 200 | Sandwich Panel | FG | Corrugated Aluminum Sheet Sandwich Panel, Fire Protective Rating: 2-hrs |  | 0 |  | 0 | 03 | Mineral Wool (Rock Wool) | 15 | for Roof | 47 | w/ Accessories, Flashing |  | 0 | 34 | 100mm≤THK<150mm | 0 | THK=( )mm | 0 | 0 | 0 | 0 | 0 | 0 |  | M2 | M2 | A05ZZ200 | A05ZZ200-00071
A05ZZ200-00072 | AR | A05 | Cladding Work | ZZ | - | 200 | Sandwich Panel | FG | Corrugated Aluminum Sheet Sandwich Panel, Fire Protective Rating: 2-hrs |  | 0 |  | 0 | 03 | Mineral Wool (Rock Wool) | 15 | for Roof | 47 | w/ Accessories, Flashing |  | 0 | 35 | 150mm≤THK | 0 | THK=( )mm | 0 | 0 | 0 | 0 | 0 | 0 |  | M2 | M2 | A05ZZ200 | A05ZZ200-00072
A05ZZ200-00073 | AR | A05 | Cladding Work | ZZ | - | 200 | Sandwich Panel | FE | Corrugated Aluminum Sheet Sandwich Panel, Fire Protective Rating: N/A |  | 0 |  | 0 | 04 | Glass Wool (Fiberglass) | 08 | for Wall | 47 | w/ Accessories, Flashing |  | 0 | 32 | 50mm≤THK<70mm | 0 | THK=( )mm | 0 | 0 | 0 | 0 | 0 | 0 |  | M2 | M2 | A05ZZ200 | A05ZZ200-00073
A05ZZ200-00074 | AR | A05 | Cladding Work | ZZ | - | 200 | Sandwich Panel | FE | Corrugated Aluminum Sheet Sandwich Panel, Fire Protective Rating: N/A |  | 0 |  | 0 | 04 | Glass Wool (Fiberglass) | 08 | for Wall | 47 | w/ Accessories, Flashing |  | 0 | 33 | 70mm≤THK<100mm | 0 | THK=( )mm | 0 | 0 | 0 | 0 | 0 | 0 |  | M2 | M2 | A05ZZ200 | A05ZZ200-00074
A05ZZ200-00075 | AR | A05 | Cladding Work | ZZ | - | 200 | Sandwich Panel | FE | Corrugated Aluminum Sheet Sandwich Panel, Fire Protective Rating: N/A |  | 0 |  | 0 | 04 | Glass Wool (Fiberglass) | 08 | for Wall | 47 | w/ Accessories, Flashing |  | 0 | 34 | 100mm≤THK<150mm | 0 | THK=( )mm | 0 | 0 | 0 | 0 | 0 | 0 |  | M2 | M2 | A05ZZ200 | A05ZZ200-00075
A05ZZ200-00076 | AR | A05 | Cladding Work | ZZ | - | 200 | Sandwich Panel | FE | Corrugated Aluminum Sheet Sandwich Panel, Fire Protective Rating: N/A |  | 0 |  | 0 | 04 | Glass Wool (Fiberglass) | 08 | for Wall | 47 | w/ Accessories, Flashing |  | 0 | 35 | 150mm≤THK | 0 | THK=( )mm | 0 | 0 | 0 | 0 | 0 | 0 |  | M2 | M2 | A05ZZ200 | A05ZZ200-00076
A05ZZ200-00077 | AR | A05 | Cladding Work | ZZ | - | 200 | Sandwich Panel | FE | Corrugated Aluminum Sheet Sandwich Panel, Fire Protective Rating: N/A |  | 0 |  | 0 | 04 | Glass Wool (Fiberglass) | 15 | for Roof | 47 | w/ Accessories, Flashing |  | 0 | 32 | 50mm≤THK<70mm | 0 | THK=( )mm | 0 | 0 | 0 | 0 | 0 | 0 |  | M2 | M2 | A05ZZ200 | A05ZZ200-00077
A05ZZ200-00078 | AR | A05 | Cladding Work | ZZ | - | 200 | Sandwich Panel | FE | Corrugated Aluminum Sheet Sandwich Panel, Fire Protective Rating: N/A |  | 0 |  | 0 | 04 | Glass Wool (Fiberglass) | 15 | for Roof | 47 | w/ Accessories, Flashing |  | 0 | 33 | 70mm≤THK<100mm | 0 | THK=( )mm | 0 | 0 | 0 | 0 | 0 | 0 |  | M2 | M2 | A05ZZ200 | A05ZZ200-00078
A05ZZ200-00079 | AR | A05 | Cladding Work | ZZ | - | 200 | Sandwich Panel | FE | Corrugated Aluminum Sheet Sandwich Panel, Fire Protective Rating: N/A |  | 0 |  | 0 | 04 | Glass Wool (Fiberglass) | 15 | for Roof | 47 | w/ Accessories, Flashing |  | 0 | 34 | 100mm≤THK<150mm | 0 | THK=( )mm | 0 | 0 | 0 | 0 | 0 | 0 |  | M2 | M2 | A05ZZ200 | A05ZZ200-00079
A05ZZ200-00080 | AR | A05 | Cladding Work | ZZ | - | 200 | Sandwich Panel | FE | Corrugated Aluminum Sheet Sandwich Panel, Fire Protective Rating: N/A |  | 0 |  | 0 | 04 | Glass Wool (Fiberglass) | 15 | for Roof | 47 | w/ Accessories, Flashing |  | 0 | 35 | 150mm≤THK | 0 | THK=( )mm | 0 | 0 | 0 | 0 | 0 | 0 |  | M2 | M2 | A05ZZ200 | A05ZZ200-00080
A05ZZ200-00081 | AR | A05 | Cladding Work | ZZ | - | 200 | Sandwich Panel | FF | Corrugated Aluminum Sheet Sandwich Panel, Fire Protective Rating: 1-hr |  | 0 |  | 0 | 04 | Glass Wool (Fiberglass) | 08 | for Wall | 47 | w/ Accessories, Flashing |  | 0 | 32 | 50mm≤THK<70mm | 0 | THK=( )mm | 0 | 0 | 0 | 0 | 0 | 0 |  | M2 | M2 | A05ZZ200 | A05ZZ200-00081
A05ZZ200-00082 | AR | A05 | Cladding Work | ZZ | - | 200 | Sandwich Panel | FF | Corrugated Aluminum Sheet Sandwich Panel, Fire Protective Rating: 1-hr |  | 0 |  | 0 | 04 | Glass Wool (Fiberglass) | 08 | for Wall | 47 | w/ Accessories, Flashing |  | 0 | 33 | 70mm≤THK<100mm | 0 | THK=( )mm | 0 | 0 | 0 | 0 | 0 | 0 |  | M2 | M2 | A05ZZ200 | A05ZZ200-00082
A05ZZ200-00083 | AR | A05 | Cladding Work | ZZ | - | 200 | Sandwich Panel | FF | Corrugated Aluminum Sheet Sandwich Panel, Fire Protective Rating: 1-hr |  | 0 |  | 0 | 04 | Glass Wool (Fiberglass) | 08 | for Wall | 47 | w/ Accessories, Flashing |  | 0 | 34 | 100mm≤THK<150mm | 0 | THK=( )mm | 0 | 0 | 0 | 0 | 0 | 0 |  | M2 | M2 | A05ZZ200 | A05ZZ200-00083
A05ZZ200-00084 | AR | A05 | Cladding Work | ZZ | - | 200 | Sandwich Panel | FF | Corrugated Aluminum Sheet Sandwich Panel, Fire Protective Rating: 1-hr |  | 0 |  | 0 | 04 | Glass Wool (Fiberglass) | 08 | for Wall | 47 | w/ Accessories, Flashing |  | 0 | 35 | 150mm≤THK | 0 | THK=( )mm | 0 | 0 | 0 | 0 | 0 | 0 |  | M2 | M2 | A05ZZ200 | A05ZZ200-00084
A05ZZ200-00085 | AR | A05 | Cladding Work | ZZ | - | 200 | Sandwich Panel | FF | Corrugated Aluminum Sheet Sandwich Panel, Fire Protective Rating: 1-hr |  | 0 |  | 0 | 04 | Glass Wool (Fiberglass) | 15 | for Roof | 47 | w/ Accessories, Flashing |  | 0 | 32 | 50mm≤THK<70mm | 0 | THK=( )mm | 0 | 0 | 0 | 0 | 0 | 0 |  | M2 | M2 | A05ZZ200 | A05ZZ200-00085
A05ZZ200-00086 | AR | A05 | Cladding Work | ZZ | - | 200 | Sandwich Panel | FF | Corrugated Aluminum Sheet Sandwich Panel, Fire Protective Rating: 1-hr |  | 0 |  | 0 | 04 | Glass Wool (Fiberglass) | 15 | for Roof | 47 | w/ Accessories, Flashing |  | 0 | 33 | 70mm≤THK<100mm | 0 | THK=( )mm | 0 | 0 | 0 | 0 | 0 | 0 |  | M2 | M2 | A05ZZ200 | A05ZZ200-00086
A05ZZ200-00087 | AR | A05 | Cladding Work | ZZ | - | 200 | Sandwich Panel | FF | Corrugated Aluminum Sheet Sandwich Panel, Fire Protective Rating: 1-hr |  | 0 |  | 0 | 04 | Glass Wool (Fiberglass) | 15 | for Roof | 47 | w/ Accessories, Flashing |  | 0 | 34 | 100mm≤THK<150mm | 0 | THK=( )mm | 0 | 0 | 0 | 0 | 0 | 0 |  | M2 | M2 | A05ZZ200 | A05ZZ200-00087
A05ZZ200-00088 | AR | A05 | Cladding Work | ZZ | - | 200 | Sandwich Panel | FF | Corrugated Aluminum Sheet Sandwich Panel, Fire Protective Rating: 1-hr |  | 0 |  | 0 | 04 | Glass Wool (Fiberglass) | 15 | for Roof | 47 | w/ Accessories, Flashing |  | 0 | 35 | 150mm≤THK | 0 | THK=( )mm | 0 | 0 | 0 | 0 | 0 | 0 |  | M2 | M2 | A05ZZ200 | A05ZZ200-00088
A05ZZ200-00089 | AR | A05 | Cladding Work | ZZ | - | 200 | Sandwich Panel | FG | Corrugated Aluminum Sheet Sandwich Panel, Fire Protective Rating: 2-hrs |  | 0 |  | 0 | 04 | Glass Wool (Fiberglass) | 08 | for Wall | 47 | w/ Accessories, Flashing |  | 0 | 32 | 50mm≤THK<70mm | 0 | THK=( )mm | 0 | 0 | 0 | 0 | 0 | 0 |  | M2 | M2 | A05ZZ200 | A05ZZ200-00089
A05ZZ200-00090 | AR | A05 | Cladding Work | ZZ | - | 200 | Sandwich Panel | FG | Corrugated Aluminum Sheet Sandwich Panel, Fire Protective Rating: 2-hrs |  | 0 |  | 0 | 04 | Glass Wool (Fiberglass) | 08 | for Wall | 47 | w/ Accessories, Flashing |  | 0 | 33 | 70mm≤THK<100mm | 0 | THK=( )mm | 0 | 0 | 0 | 0 | 0 | 0 |  | M2 | M2 | A05ZZ200 | A05ZZ200-00090
A05ZZ200-00091 | AR | A05 | Cladding Work | ZZ | - | 200 | Sandwich Panel | FG | Corrugated Aluminum Sheet Sandwich Panel, Fire Protective Rating: 2-hrs |  | 0 |  | 0 | 04 | Glass Wool (Fiberglass) | 08 | for Wall | 47 | w/ Accessories, Flashing |  | 0 | 34 | 100mm≤THK<150mm | 0 | THK=( )mm | 0 | 0 | 0 | 0 | 0 | 0 |  | M2 | M2 | A05ZZ200 | A05ZZ200-00091
A05ZZ200-00092 | AR | A05 | Cladding Work | ZZ | - | 200 | Sandwich Panel | FG | Corrugated Aluminum Sheet Sandwich Panel, Fire Protective Rating: 2-hrs |  | 0 |  | 0 | 04 | Glass Wool (Fiberglass) | 08 | for Wall | 47 | w/ Accessories, Flashing |  | 0 | 35 | 150mm≤THK | 0 | THK=( )mm | 0 | 0 | 0 | 0 | 0 | 0 |  | M2 | M2 | A05ZZ200 | A05ZZ200-00092
A05ZZ200-00093 | AR | A05 | Cladding Work | ZZ | - | 200 | Sandwich Panel | FG | Corrugated Aluminum Sheet Sandwich Panel, Fire Protective Rating: 2-hrs |  | 0 |  | 0 | 04 | Glass Wool (Fiberglass) | 15 | for Roof | 47 | w/ Accessories, Flashing |  | 0 | 32 | 50mm≤THK<70mm | 0 | THK=( )mm | 0 | 0 | 0 | 0 | 0 | 0 |  | M2 | M2 | A05ZZ200 | A05ZZ200-00093
A05ZZ200-00094 | AR | A05 | Cladding Work | ZZ | - | 200 | Sandwich Panel | FG | Corrugated Aluminum Sheet Sandwich Panel, Fire Protective Rating: 2-hrs |  | 0 |  | 0 | 04 | Glass Wool (Fiberglass) | 15 | for Roof | 47 | w/ Accessories, Flashing |  | 0 | 33 | 70mm≤THK<100mm | 0 | THK=( )mm | 0 | 0 | 0 | 0 | 0 | 0 |  | M2 | M2 | A05ZZ200 | A05ZZ200-00094
A05ZZ200-00095 | AR | A05 | Cladding Work | ZZ | - | 200 | Sandwich Panel | FG | Corrugated Aluminum Sheet Sandwich Panel, Fire Protective Rating: 2-hrs |  | 0 |  | 0 | 04 | Glass Wool (Fiberglass) | 15 | for Roof | 47 | w/ Accessories, Flashing |  | 0 | 34 | 100mm≤THK<150mm | 0 | THK=( )mm | 0 | 0 | 0 | 0 | 0 | 0 |  | M2 | M2 | A05ZZ200 | A05ZZ200-00095
A05ZZ200-00096 | AR | A05 | Cladding Work | ZZ | - | 200 | Sandwich Panel | FG | Corrugated Aluminum Sheet Sandwich Panel, Fire Protective Rating: 2-hrs |  | 0 |  | 0 | 04 | Glass Wool (Fiberglass) | 15 | for Roof | 47 | w/ Accessories, Flashing |  | 0 | 35 | 150mm≤THK | 0 | THK=( )mm | 0 | 0 | 0 | 0 | 0 | 0 |  | M2 | M2 | A05ZZ200 | A05ZZ200-00096
A05ZZ200-00097 | AR | A05 | Cladding Work | ZZ | - | 200 | Sandwich Panel | DE | Stainless Steel Sheet Sandwich Panel, Fire Protective Rating: N/A |  | 0 |  | 0 | 03 | Mineral Wool (Rock Wool) | 08 | for Wall | 47 | w/ Accessories, Flashing |  | 0 | 32 | 50mm≤THK<70mm | 0 | THK=( )mm | 0 | 0 | 0 | 0 | 0 | 0 |  | M2 | M2 | A05ZZ200 | A05ZZ200-00097
A05ZZ200-00098 | AR | A05 | Cladding Work | ZZ | - | 200 | Sandwich Panel | DE | Stainless Steel Sheet Sandwich Panel, Fire Protective Rating: N/A |  | 0 |  | 0 | 03 | Mineral Wool (Rock Wool) | 08 | for Wall | 47 | w/ Accessories, Flashing |  | 0 | 33 | 70mm≤THK<100mm | 0 | THK=( )mm | 0 | 0 | 0 | 0 | 0 | 0 |  | M2 | M2 | A05ZZ200 | A05ZZ200-00098
A05ZZ200-00099 | AR | A05 | Cladding Work | ZZ | - | 200 | Sandwich Panel | DE | Stainless Steel Sheet Sandwich Panel, Fire Protective Rating: N/A |  | 0 |  | 0 | 03 | Mineral Wool (Rock Wool) | 08 | for Wall | 47 | w/ Accessories, Flashing |  | 0 | 34 | 100mm≤THK<150mm | 0 | THK=( )mm | 0 | 0 | 0 | 0 | 0 | 0 |  | M2 | M2 | A05ZZ200 | A05ZZ200-00099
A05ZZ200-00100 | AR | A05 | Cladding Work | ZZ | - | 200 | Sandwich Panel | DE | Stainless Steel Sheet Sandwich Panel, Fire Protective Rating: N/A |  | 0 |  | 0 | 03 | Mineral Wool (Rock Wool) | 08 | for Wall | 47 | w/ Accessories, Flashing |  | 0 | 35 | 150mm≤THK | 0 | THK=( )mm | 0 | 0 | 0 | 0 | 0 | 0 |  | M2 | M2 | A05ZZ200 | A05ZZ200-00100
A05ZZ200-00101 | AR | A05 | Cladding Work | ZZ | - | 200 | Sandwich Panel | DE | Stainless Steel Sheet Sandwich Panel, Fire Protective Rating: N/A |  | 0 |  | 0 | 03 | Mineral Wool (Rock Wool) | 15 | for Roof | 47 | w/ Accessories, Flashing |  | 0 | 32 | 50mm≤THK<70mm | 0 | THK=( )mm | 0 | 0 | 0 | 0 | 0 | 0 |  | M2 | M2 | A05ZZ200 | A05ZZ200-00101
A05ZZ200-00102 | AR | A05 | Cladding Work | ZZ | - | 200 | Sandwich Panel | DE | Stainless Steel Sheet Sandwich Panel, Fire Protective Rating: N/A |  | 0 |  | 0 | 03 | Mineral Wool (Rock Wool) | 15 | for Roof | 47 | w/ Accessories, Flashing |  | 0 | 33 | 70mm≤THK<100mm | 0 | THK=( )mm | 0 | 0 | 0 | 0 | 0 | 0 |  | M2 | M2 | A05ZZ200 | A05ZZ200-00102
A05ZZ200-00103 | AR | A05 | Cladding Work | ZZ | - | 200 | Sandwich Panel | DE | Stainless Steel Sheet Sandwich Panel, Fire Protective Rating: N/A |  | 0 |  | 0 | 03 | Mineral Wool (Rock Wool) | 15 | for Roof | 47 | w/ Accessories, Flashing |  | 0 | 34 | 100mm≤THK<150mm | 0 | THK=( )mm | 0 | 0 | 0 | 0 | 0 | 0 |  | M2 | M2 | A05ZZ200 | A05ZZ200-00103
A05ZZ200-00104 | AR | A05 | Cladding Work | ZZ | - | 200 | Sandwich Panel | DE | Stainless Steel Sheet Sandwich Panel, Fire Protective Rating: N/A |  | 0 |  | 0 | 03 | Mineral Wool (Rock Wool) | 15 | for Roof | 47 | w/ Accessories, Flashing |  | 0 | 35 | 150mm≤THK | 0 | THK=( )mm | 0 | 0 | 0 | 0 | 0 | 0 |  | M2 | M2 | A05ZZ200 | A05ZZ200-00104
A05ZZ200-00105 | AR | A05 | Cladding Work | ZZ | - | 200 | Sandwich Panel | DF | Stainless Steel Sheet Sandwich Panel, Fire Protective Rating: 1-hr |  | 0 |  | 0 | 03 | Mineral Wool (Rock Wool) | 08 | for Wall | 47 | w/ Accessories, Flashing |  | 0 | 32 | 50mm≤THK<70mm | 0 | THK=( )mm | 0 | 0 | 0 | 0 | 0 | 0 |  | M2 | M2 | A05ZZ200 | A05ZZ200-00105
A05ZZ200-00106 | AR | A05 | Cladding Work | ZZ | - | 200 | Sandwich Panel | DF | Stainless Steel Sheet Sandwich Panel, Fire Protective Rating: 1-hr |  | 0 |  | 0 | 03 | Mineral Wool (Rock Wool) | 08 | for Wall | 47 | w/ Accessories, Flashing |  | 0 | 33 | 70mm≤THK<100mm | 0 | THK=( )mm | 0 | 0 | 0 | 0 | 0 | 0 |  | M2 | M2 | A05ZZ200 | A05ZZ200-00106
A05ZZ200-00107 | AR | A05 | Cladding Work | ZZ | - | 200 | Sandwich Panel | DF | Stainless Steel Sheet Sandwich Panel, Fire Protective Rating: 1-hr |  | 0 |  | 0 | 03 | Mineral Wool (Rock Wool) | 08 | for Wall | 47 | w/ Accessories, Flashing |  | 0 | 34 | 100mm≤THK<150mm | 0 | THK=( )mm | 0 | 0 | 0 | 0 | 0 | 0 |  | M2 | M2 | A05ZZ200 | A05ZZ200-00107
A05ZZ200-00108 | AR | A05 | Cladding Work | ZZ | - | 200 | Sandwich Panel | DF | Stainless Steel Sheet Sandwich Panel, Fire Protective Rating: 1-hr |  | 0 |  | 0 | 03 | Mineral Wool (Rock Wool) | 08 | for Wall | 47 | w/ Accessories, Flashing |  | 0 | 35 | 150mm≤THK | 0 | THK=( )mm | 0 | 0 | 0 | 0 | 0 | 0 |  | M2 | M2 | A05ZZ200 | A05ZZ200-00108
A05ZZ200-00109 | AR | A05 | Cladding Work | ZZ | - | 200 | Sandwich Panel | DF | Stainless Steel Sheet Sandwich Panel, Fire Protective Rating: 1-hr |  | 0 |  | 0 | 03 | Mineral Wool (Rock Wool) | 15 | for Roof | 47 | w/ Accessories, Flashing |  | 0 | 32 | 50mm≤THK<70mm | 0 | THK=( )mm | 0 | 0 | 0 | 0 | 0 | 0 |  | M2 | M2 | A05ZZ200 | A05ZZ200-00109
A05ZZ200-00110 | AR | A05 | Cladding Work | ZZ | - | 200 | Sandwich Panel | DF | Stainless Steel Sheet Sandwich Panel, Fire Protective Rating: 1-hr |  | 0 |  | 0 | 03 | Mineral Wool (Rock Wool) | 15 | for Roof | 47 | w/ Accessories, Flashing |  | 0 | 33 | 70mm≤THK<100mm | 0 | THK=( )mm | 0 | 0 | 0 | 0 | 0 | 0 |  | M2 | M2 | A05ZZ200 | A05ZZ200-00110
A05ZZ200-00111 | AR | A05 | Cladding Work | ZZ | - | 200 | Sandwich Panel | DF | Stainless Steel Sheet Sandwich Panel, Fire Protective Rating: 1-hr |  | 0 |  | 0 | 03 | Mineral Wool (Rock Wool) | 15 | for Roof | 47 | w/ Accessories, Flashing |  | 0 | 34 | 100mm≤THK<150mm | 0 | THK=( )mm | 0 | 0 | 0 | 0 | 0 | 0 |  | M2 | M2 | A05ZZ200 | A05ZZ200-00111
A05ZZ200-00112 | AR | A05 | Cladding Work | ZZ | - | 200 | Sandwich Panel | DF | Stainless Steel Sheet Sandwich Panel, Fire Protective Rating: 1-hr |  | 0 |  | 0 | 03 | Mineral Wool (Rock Wool) | 15 | for Roof | 47 | w/ Accessories, Flashing |  | 0 | 35 | 150mm≤THK | 0 | THK=( )mm | 0 | 0 | 0 | 0 | 0 | 0 |  | M2 | M2 | A05ZZ200 | A05ZZ200-00112
A05ZZ200-00113 | AR | A05 | Cladding Work | ZZ | - | 200 | Sandwich Panel | DG | Stainless Steel Sheet Sandwich Panel, Fire Protective Rating: 2-hrs |  | 0 |  | 0 | 03 | Mineral Wool (Rock Wool) | 08 | for Wall | 47 | w/ Accessories, Flashing |  | 0 | 32 | 50mm≤THK<70mm | 0 | THK=( )mm | 0 | 0 | 0 | 0 | 0 | 0 |  | M2 | M2 | A05ZZ200 | A05ZZ200-00113
A05ZZ200-00114 | AR | A05 | Cladding Work | ZZ | - | 200 | Sandwich Panel | DG | Stainless Steel Sheet Sandwich Panel, Fire Protective Rating: 2-hrs |  | 0 |  | 0 | 03 | Mineral Wool (Rock Wool) | 08 | for Wall | 47 | w/ Accessories, Flashing |  | 0 | 33 | 70mm≤THK<100mm | 0 | THK=( )mm | 0 | 0 | 0 | 0 | 0 | 0 |  | M2 | M2 | A05ZZ200 | A05ZZ200-00114
A05ZZ200-00115 | AR | A05 | Cladding Work | ZZ | - | 200 | Sandwich Panel | DG | Stainless Steel Sheet Sandwich Panel, Fire Protective Rating: 2-hrs |  | 0 |  | 0 | 03 | Mineral Wool (Rock Wool) | 08 | for Wall | 47 | w/ Accessories, Flashing |  | 0 | 34 | 100mm≤THK<150mm | 0 | THK=( )mm | 0 | 0 | 0 | 0 | 0 | 0 |  | M2 | M2 | A05ZZ200 | A05ZZ200-00115
A05ZZ200-00116 | AR | A05 | Cladding Work | ZZ | - | 200 | Sandwich Panel | DG | Stainless Steel Sheet Sandwich Panel, Fire Protective Rating: 2-hrs |  | 0 |  | 0 | 03 | Mineral Wool (Rock Wool) | 08 | for Wall | 47 | w/ Accessories, Flashing |  | 0 | 35 | 150mm≤THK | 0 | THK=( )mm | 0 | 0 | 0 | 0 | 0 | 0 |  | M2 | M2 | A05ZZ200 | A05ZZ200-00116
A05ZZ200-00117 | AR | A05 | Cladding Work | ZZ | - | 200 | Sandwich Panel | DG | Stainless Steel Sheet Sandwich Panel, Fire Protective Rating: 2-hrs |  | 0 |  | 0 | 03 | Mineral Wool (Rock Wool) | 15 | for Roof | 47 | w/ Accessories, Flashing |  | 0 | 32 | 50mm≤THK<70mm | 0 | THK=( )mm | 0 | 0 | 0 | 0 | 0 | 0 |  | M2 | M2 | A05ZZ200 | A05ZZ200-00117
A05ZZ200-00118 | AR | A05 | Cladding Work | ZZ | - | 200 | Sandwich Panel | DG | Stainless Steel Sheet Sandwich Panel, Fire Protective Rating: 2-hrs |  | 0 |  | 0 | 03 | Mineral Wool (Rock Wool) | 15 | for Roof | 47 | w/ Accessories, Flashing |  | 0 | 33 | 70mm≤THK<100mm | 0 | THK=( )mm | 0 | 0 | 0 | 0 | 0 | 0 |  | M2 | M2 | A05ZZ200 | A05ZZ200-00118
A05ZZ200-00119 | AR | A05 | Cladding Work | ZZ | - | 200 | Sandwich Panel | DG | Stainless Steel Sheet Sandwich Panel, Fire Protective Rating: 2-hrs |  | 0 |  | 0 | 03 | Mineral Wool (Rock Wool) | 15 | for Roof | 47 | w/ Accessories, Flashing |  | 0 | 34 | 100mm≤THK<150mm | 0 | THK=( )mm | 0 | 0 | 0 | 0 | 0 | 0 |  | M2 | M2 | A05ZZ200 | A05ZZ200-00119
A05ZZ200-00120 | AR | A05 | Cladding Work | ZZ | - | 200 | Sandwich Panel | DG | Stainless Steel Sheet Sandwich Panel, Fire Protective Rating: 2-hrs |  | 0 |  | 0 | 03 | Mineral Wool (Rock Wool) | 15 | for Roof | 47 | w/ Accessories, Flashing |  | 0 | 35 | 150mm≤THK | 0 | THK=( )mm | 0 | 0 | 0 | 0 | 0 | 0 |  | M2 | M2 | A05ZZ200 | A05ZZ200-00120
A05ZZ200-00121 | AR | A05 | Cladding Work | ZZ | - | 200 | Sandwich Panel | DE | Stainless Steel Sheet Sandwich Panel, Fire Protective Rating: N/A |  | 0 |  | 0 | 04 | Glass Wool (Fiberglass) | 08 | for Wall | 47 | w/ Accessories, Flashing |  | 0 | 32 | 50mm≤THK<70mm | 0 | THK=( )mm | 0 | 0 | 0 | 0 | 0 | 0 |  | M2 | M2 | A05ZZ200 | A05ZZ200-00121
A05ZZ200-00122 | AR | A05 | Cladding Work | ZZ | - | 200 | Sandwich Panel | DE | Stainless Steel Sheet Sandwich Panel, Fire Protective Rating: N/A |  | 0 |  | 0 | 04 | Glass Wool (Fiberglass) | 08 | for Wall | 47 | w/ Accessories, Flashing |  | 0 | 33 | 70mm≤THK<100mm | 0 | THK=( )mm | 0 | 0 | 0 | 0 | 0 | 0 |  | M2 | M2 | A05ZZ200 | A05ZZ200-00122
A05ZZ200-00123 | AR | A05 | Cladding Work | ZZ | - | 200 | Sandwich Panel | DE | Stainless Steel Sheet Sandwich Panel, Fire Protective Rating: N/A |  | 0 |  | 0 | 04 | Glass Wool (Fiberglass) | 08 | for Wall | 47 | w/ Accessories, Flashing |  | 0 | 34 | 100mm≤THK<150mm | 0 | THK=( )mm | 0 | 0 | 0 | 0 | 0 | 0 |  | M2 | M2 | A05ZZ200 | A05ZZ200-00123
A05ZZ200-00124 | AR | A05 | Cladding Work | ZZ | - | 200 | Sandwich Panel | DE | Stainless Steel Sheet Sandwich Panel, Fire Protective Rating: N/A |  | 0 |  | 0 | 04 | Glass Wool (Fiberglass) | 08 | for Wall | 47 | w/ Accessories, Flashing |  | 0 | 35 | 150mm≤THK | 0 | THK=( )mm | 0 | 0 | 0 | 0 | 0 | 0 |  | M2 | M2 | A05ZZ200 | A05ZZ200-00124
A05ZZ200-00125 | AR | A05 | Cladding Work | ZZ | - | 200 | Sandwich Panel | DE | Stainless Steel Sheet Sandwich Panel, Fire Protective Rating: N/A |  | 0 |  | 0 | 04 | Glass Wool (Fiberglass) | 15 | for Roof | 47 | w/ Accessories, Flashing |  | 0 | 32 | 50mm≤THK<70mm | 0 | THK=( )mm | 0 | 0 | 0 | 0 | 0 | 0 |  | M2 | M2 | A05ZZ200 | A05ZZ200-00125
A05ZZ200-00126 | AR | A05 | Cladding Work | ZZ | - | 200 | Sandwich Panel | DE | Stainless Steel Sheet Sandwich Panel, Fire Protective Rating: N/A |  | 0 |  | 0 | 04 | Glass Wool (Fiberglass) | 15 | for Roof | 47 | w/ Accessories, Flashing |  | 0 | 33 | 70mm≤THK<100mm | 0 | THK=( )mm | 0 | 0 | 0 | 0 | 0 | 0 |  | M2 | M2 | A05ZZ200 | A05ZZ200-00126
A05ZZ200-00127 | AR | A05 | Cladding Work | ZZ | - | 200 | Sandwich Panel | DE | Stainless Steel Sheet Sandwich Panel, Fire Protective Rating: N/A |  | 0 |  | 0 | 04 | Glass Wool (Fiberglass) | 15 | for Roof | 47 | w/ Accessories, Flashing |  | 0 | 34 | 100mm≤THK<150mm | 0 | THK=( )mm | 0 | 0 | 0 | 0 | 0 | 0 |  | M2 | M2 | A05ZZ200 | A05ZZ200-00127
A05ZZ200-00128 | AR | A05 | Cladding Work | ZZ | - | 200 | Sandwich Panel | DE | Stainless Steel Sheet Sandwich Panel, Fire Protective Rating: N/A |  | 0 |  | 0 | 04 | Glass Wool (Fiberglass) | 15 | for Roof | 47 | w/ Accessories, Flashing |  | 0 | 35 | 150mm≤THK | 0 | THK=( )mm | 0 | 0 | 0 | 0 | 0 | 0 |  | M2 | M2 | A05ZZ200 | A05ZZ200-00128
A05ZZ200-00129 | AR | A05 | Cladding Work | ZZ | - | 200 | Sandwich Panel | DF | Stainless Steel Sheet Sandwich Panel, Fire Protective Rating: 1-hr |  | 0 |  | 0 | 04 | Glass Wool (Fiberglass) | 08 | for Wall | 47 | w/ Accessories, Flashing |  | 0 | 32 | 50mm≤THK<70mm | 0 | THK=( )mm | 0 | 0 | 0 | 0 | 0 | 0 |  | M2 | M2 | A05ZZ200 | A05ZZ200-00129
A05ZZ200-00130 | AR | A05 | Cladding Work | ZZ | - | 200 | Sandwich Panel | DF | Stainless Steel Sheet Sandwich Panel, Fire Protective Rating: 1-hr |  | 0 |  | 0 | 04 | Glass Wool (Fiberglass) | 08 | for Wall | 47 | w/ Accessories, Flashing |  | 0 | 33 | 70mm≤THK<100mm | 0 | THK=( )mm | 0 | 0 | 0 | 0 | 0 | 0 |  | M2 | M2 | A05ZZ200 | A05ZZ200-00130
A05ZZ200-00131 | AR | A05 | Cladding Work | ZZ | - | 200 | Sandwich Panel | DF | Stainless Steel Sheet Sandwich Panel, Fire Protective Rating: 1-hr |  | 0 |  | 0 | 04 | Glass Wool (Fiberglass) | 08 | for Wall | 47 | w/ Accessories, Flashing |  | 0 | 34 | 100mm≤THK<150mm | 0 | THK=( )mm | 0 | 0 | 0 | 0 | 0 | 0 |  | M2 | M2 | A05ZZ200 | A05ZZ200-00131
A05ZZ200-00132 | AR | A05 | Cladding Work | ZZ | - | 200 | Sandwich Panel | DF | Stainless Steel Sheet Sandwich Panel, Fire Protective Rating: 1-hr |  | 0 |  | 0 | 04 | Glass Wool (Fiberglass) | 08 | for Wall | 47 | w/ Accessories, Flashing |  | 0 | 35 | 150mm≤THK | 0 | THK=( )mm | 0 | 0 | 0 | 0 | 0 | 0 |  | M2 | M2 | A05ZZ200 | A05ZZ200-00132
A05ZZ200-00133 | AR | A05 | Cladding Work | ZZ | - | 200 | Sandwich Panel | DF | Stainless Steel Sheet Sandwich Panel, Fire Protective Rating: 1-hr |  | 0 |  | 0 | 04 | Glass Wool (Fiberglass) | 15 | for Roof | 47 | w/ Accessories, Flashing |  | 0 | 32 | 50mm≤THK<70mm | 0 | THK=( )mm | 0 | 0 | 0 | 0 | 0 | 0 |  | M2 | M2 | A05ZZ200 | A05ZZ200-00133
A05ZZ200-00134 | AR | A05 | Cladding Work | ZZ | - | 200 | Sandwich Panel | DF | Stainless Steel Sheet Sandwich Panel, Fire Protective Rating: 1-hr |  | 0 |  | 0 | 04 | Glass Wool (Fiberglass) | 15 | for Roof | 47 | w/ Accessories, Flashing |  | 0 | 33 | 70mm≤THK<100mm | 0 | THK=( )mm | 0 | 0 | 0 | 0 | 0 | 0 |  | M2 | M2 | A05ZZ200 | A05ZZ200-00134
A05ZZ200-00135 | AR | A05 | Cladding Work | ZZ | - | 200 | Sandwich Panel | DF | Stainless Steel Sheet Sandwich Panel, Fire Protective Rating: 1-hr |  | 0 |  | 0 | 04 | Glass Wool (Fiberglass) | 15 | for Roof | 47 | w/ Accessories, Flashing |  | 0 | 34 | 100mm≤THK<150mm | 0 | THK=( )mm | 0 | 0 | 0 | 0 | 0 | 0 |  | M2 | M2 | A05ZZ200 | A05ZZ200-00135
A05ZZ200-00136 | AR | A05 | Cladding Work | ZZ | - | 200 | Sandwich Panel | DF | Stainless Steel Sheet Sandwich Panel, Fire Protective Rating: 1-hr |  | 0 |  | 0 | 04 | Glass Wool (Fiberglass) | 15 | for Roof | 47 | w/ Accessories, Flashing |  | 0 | 35 | 150mm≤THK | 0 | THK=( )mm | 0 | 0 | 0 | 0 | 0 | 0 |  | M2 | M2 | A05ZZ200 | A05ZZ200-00136
A05ZZ200-00137 | AR | A05 | Cladding Work | ZZ | - | 200 | Sandwich Panel | DG | Stainless Steel Sheet Sandwich Panel, Fire Protective Rating: 2-hrs |  | 0 |  | 0 | 04 | Glass Wool (Fiberglass) | 08 | for Wall | 47 | w/ Accessories, Flashing |  | 0 | 32 | 50mm≤THK<70mm | 0 | THK=( )mm | 0 | 0 | 0 | 0 | 0 | 0 |  | M2 | M2 | A05ZZ200 | A05ZZ200-00137
A05ZZ200-00138 | AR | A05 | Cladding Work | ZZ | - | 200 | Sandwich Panel | DG | Stainless Steel Sheet Sandwich Panel, Fire Protective Rating: 2-hrs |  | 0 |  | 0 | 04 | Glass Wool (Fiberglass) | 08 | for Wall | 47 | w/ Accessories, Flashing |  | 0 | 33 | 70mm≤THK<100mm | 0 | THK=( )mm | 0 | 0 | 0 | 0 | 0 | 0 |  | M2 | M2 | A05ZZ200 | A05ZZ200-00138
A05ZZ200-00139 | AR | A05 | Cladding Work | ZZ | - | 200 | Sandwich Panel | DG | Stainless Steel Sheet Sandwich Panel, Fire Protective Rating: 2-hrs |  | 0 |  | 0 | 04 | Glass Wool (Fiberglass) | 08 | for Wall | 47 | w/ Accessories, Flashing |  | 0 | 34 | 100mm≤THK<150mm | 0 | THK=( )mm | 0 | 0 | 0 | 0 | 0 | 0 |  | M2 | M2 | A05ZZ200 | A05ZZ200-00139
A05ZZ200-00140 | AR | A05 | Cladding Work | ZZ | - | 200 | Sandwich Panel | DG | Stainless Steel Sheet Sandwich Panel, Fire Protective Rating: 2-hrs |  | 0 |  | 0 | 04 | Glass Wool (Fiberglass) | 08 | for Wall | 47 | w/ Accessories, Flashing |  | 0 | 35 | 150mm≤THK | 0 | THK=( )mm | 0 | 0 | 0 | 0 | 0 | 0 |  | M2 | M2 | A05ZZ200 | A05ZZ200-00140
A05ZZ200-00141 | AR | A05 | Cladding Work | ZZ | - | 200 | Sandwich Panel | DG | Stainless Steel Sheet Sandwich Panel, Fire Protective Rating: 2-hrs |  | 0 |  | 0 | 04 | Glass Wool (Fiberglass) | 15 | for Roof | 47 | w/ Accessories, Flashing |  | 0 | 32 | 50mm≤THK<70mm | 0 | THK=( )mm | 0 | 0 | 0 | 0 | 0 | 0 |  | M2 | M2 | A05ZZ200 | A05ZZ200-00141
A05ZZ200-00142 | AR | A05 | Cladding Work | ZZ | - | 200 | Sandwich Panel | DG | Stainless Steel Sheet Sandwich Panel, Fire Protective Rating: 2-hrs |  | 0 |  | 0 | 04 | Glass Wool (Fiberglass) | 15 | for Roof | 47 | w/ Accessories, Flashing |  | 0 | 33 | 70mm≤THK<100mm | 0 | THK=( )mm | 0 | 0 | 0 | 0 | 0 | 0 |  | M2 | M2 | A05ZZ200 | A05ZZ200-00142
A05ZZ200-00143 | AR | A05 | Cladding Work | ZZ | - | 200 | Sandwich Panel | DG | Stainless Steel Sheet Sandwich Panel, Fire Protective Rating: 2-hrs |  | 0 |  | 0 | 04 | Glass Wool (Fiberglass) | 15 | for Roof | 47 | w/ Accessories, Flashing |  | 0 | 34 | 100mm≤THK<150mm | 0 | THK=( )mm | 0 | 0 | 0 | 0 | 0 | 0 |  | M2 | M2 | A05ZZ200 | A05ZZ200-00143
A05ZZ200-00144 | AR | A05 | Cladding Work | ZZ | - | 200 | Sandwich Panel | DG | Stainless Steel Sheet Sandwich Panel, Fire Protective Rating: 2-hrs |  | 0 |  | 0 | 04 | Glass Wool (Fiberglass) | 15 | for Roof | 47 | w/ Accessories, Flashing |  | 0 | 35 | 150mm≤THK | 0 | THK=( )mm | 0 | 0 | 0 | 0 | 0 | 0 |  | M2 | M2 | A05ZZ200 | A05ZZ200-00144
A05ZZ201-00001 | AR | A05 | Cladding Work | ZZ | - | 201 | FRP Translucent Panel w/ Accessories |  | 0 |  | 0 |  | 0 |  | 0 | 08 | for Wall | 32 | w/ Accessories |  | 0 |  |  | 0 |  | 0 | 0 | 0 | 0 | 0 | 0 |  | M2 | M2 | A05ZZ201 | A05ZZ201-00001
A05ZZ201-00002 | AR | A05 | Cladding Work | ZZ | - | 201 | FRP Translucent Panel w/ Accessories |  | 0 |  | 0 |  | 0 |  | 0 | 15 | for Roof | 32 | w/ Accessories |  | 0 |  |  | 0 |  | 0 | 0 | 0 | 0 | 0 | 0 |  | M2 | M2 | A05ZZ201 | A05ZZ201-00002
A05ZZ202-00001 | AR | A05 | Cladding Work | ZZ | - | 202 | Glass Panel | DH | Straight Type |  | 0 |  | 0 |  | 0 |  | 0 | 48 | w/ Frame, Accessories |  | 0 |  |  | 0 |  | 0 | 0 | 0 | 0 | 0 | 0 |  | M2 | M2 | A05ZZ202 | A05ZZ202-00001
A05ZZ202-00002 | AR | A05 | Cladding Work | ZZ | - | 202 | Glass Panel | DJ | Curved Type |  | 0 |  | 0 |  | 0 |  | 0 | 48 | w/ Frame, Accessories |  | 0 |  |  | 0 |  | 0 | 0 | 0 | 0 | 0 | 0 |  | M2 | M2 | A05ZZ202 | A05ZZ202-00002
A05ZZ203-00001 | AR | A05 | Cladding Work | ZZ | - | 203 | Fabric Roof | DK | Fabric Type |  | 0 |  | 0 |  | 0 | 16 | for Car Parking Shelter | 32 | w/ Accessories |  | 0 |  |  | 0 |  | 0 | 0 | 0 | 0 | 0 | 0 |  | M2 | M2 | A05ZZ203 | A05ZZ203-00001
A05ZZ204-00001 | AR | A05 | Cladding Work | ZZ | - | 204 | Gutter | DL | Galvanized Steel Eave Gutter w/ Coating |  | 0 |  | 0 |  | 0 |  | 0 | 32 | w/ Accessories |  | 0 |  |  | 0 | THK=( )mm | 0 | 0 | 0 | 0 | 0 | 0 |  | M | M | A05ZZ204 | A05ZZ204-00001
A05ZZ204-00002 | AR | A05 | Cladding Work | ZZ | - | 204 | Gutter | DM | Galvanized Steel Valley Gutter w/ Coating |  | 0 |  | 0 |  | 0 |  | 0 | 32 | w/ Accessories |  | 0 |  |  | 0 | THK=( )mm | 0 | 0 | 0 | 0 | 0 | 0 |  | M | M | A05ZZ204 | A05ZZ204-00002
A05ZZ204-00003 | AR | A05 | Cladding Work | ZZ | - | 204 | Gutter | DN | Aluminum Eave Gutter w/ Coating |  | 0 |  | 0 |  | 0 |  | 0 | 32 | w/ Accessories |  | 0 |  |  | 0 | THK=( )mm | 0 | 0 | 0 | 0 | 0 | 0 |  | M | M | A05ZZ204 | A05ZZ204-00003
A05ZZ204-00004 | AR | A05 | Cladding Work | ZZ | - | 204 | Gutter | DP | Aluminum Valley Gutter w/ Coating |  | 0 |  | 0 |  | 0 |  | 0 | 32 | w/ Accessories |  | 0 |  |  | 0 | THK=( )mm | 0 | 0 | 0 | 0 | 0 | 0 |  | M | M | A05ZZ204 | A05ZZ204-00004
A06BB297-00001 | AR | A06 | Demolition Work | BB | Revamping Work | 297 | Demolition Work of Concrete Structure |  | 0 |  | 0 |  | 0 |  | 0 | 18 | for Foundation & Structure(Reinforced) Demoliton | 56 | Including Scaffolding, Strutting, Disposal and Any Work to Complete The Work |  | 0 |  |  | 0 |  | 0 | 0 | 0 | 0 | 0 | 0 |  | M3 | M3 | A06BB297 | A06BB297-00001
A06BB298-00001 | AR | A06 | Demolition Work | BB | Revamping Work | 298 | Cutting and Breaking Reinforced Conc. |  | 0 |  | 0 |  | 0 |  | 0 | 19 | for Floor Openings | 56 | Including Scaffolding, Strutting, Disposal and Any Work to Complete The Work |  | 0 |  |  | 0 |  | 0 | 0 | 0 | 0 | 0 | 0 |  | M2 | M2 | A06BB298 | A06BB298-00001
A06BB298-00002 | AR | A06 | Demolition Work | BB | Revamping Work | 298 | Cutting and Breaking Reinforced Conc. |  | 0 |  | 0 |  | 0 |  | 0 | 20 | for Wall Openings | 56 | Including Scaffolding, Strutting, Disposal and Any Work to Complete The Work |  | 0 |  |  | 0 |  | 0 | 0 | 0 | 0 | 0 | 0 |  | M2 | M2 | A06BB298 | A06BB298-00002
A06BB299-00001 | AR | A06 | Demolition Work | BB | Revamping Work | 299 | Demolition Work of Masonry |  | 0 |  | 0 |  | 0 |  | 0 | 21 | for Masonry Wall incl. Plastering, Any Type of Lining and etc. | 56 | Including Scaffolding, Strutting, Disposal and Any Work to Complete The Work |  | 0 |  |  | 0 |  | 0 | 0 | 0 | 0 | 0 | 0 |  | M2 | M2 | A06BB299 | A06BB299-00001
A06BB300-00001 | AR | A06 | Demolition Work | BB | Revamping Work | 300 | Demolition Work of Roof Waterproofing System |  | 0 |  | 0 |  | 0 |  | 0 | 22 | for Roof Waterproofing System incl. Conc. Tile, Conc. Screed for Protection, Waterproofing Membrane, Rigid Insulation and etc. | 56 | Including Scaffolding, Strutting, Disposal and Any Work to Complete The Work |  | 0 |  |  | 0 |  | 0 | 0 | 0 | 0 | 0 | 0 |  | M2 | M2 | A06BB300 | A06BB300-00001
A06BB301-00001 | AR | A06 | Demolition Work | BB | Revamping Work | 301 | Demolition Work of Finishing Material |  | 0 |  | 0 |  | 0 |  | 0 | 23 | for Existing Floor Finish incl. Flooring Tile, Mortar Bed and etc. | 56 | Including Scaffolding, Strutting, Disposal and Any Work to Complete The Work |  | 0 |  |  | 0 |  | 0 | 0 | 0 | 0 | 0 | 0 |  | M2 | M2 | A06BB301 | A06BB301-00001
A06BB301-00002 | AR | A06 | Demolition Work | BB | Revamping Work | 301 | Demolition Work of Finishing Material |  | 0 |  | 0 |  | 0 |  | 0 | 24 | for Existing Wall Finish incl. Wall Tile, Plastering and etc. | 56 | Including Scaffolding, Strutting, Disposal and Any Work to Complete The Work |  | 0 |  |  | 0 |  | 0 | 0 | 0 | 0 | 0 | 0 |  | M2 | M2 | A06BB301 | A06BB301-00002
A06BB301-00003 | AR | A06 | Demolition Work | BB | Revamping Work | 301 | Demolition Work of Finishing Material |  | 0 |  | 0 |  | 0 |  | 0 | 25 | for Existing False Ceiling System incl. Any Material of False Ceiling System | 56 | Including Scaffolding, Strutting, Disposal and Any Work to Complete The Work |  | 0 |  |  | 0 |  | 0 | 0 | 0 | 0 | 0 | 0 |  | M2 | M2 | A06BB301 | A06BB301-00003
A06BB302-00001 | AR | A06 | Demolition Work | BB | Revamping Work | 302 | Demolition Work of Door |  | 0 |  | 0 |  | 0 |  | 0 |  | 0 | 56 | Including Scaffolding, Strutting, Disposal and Any Work to Complete The Work |  | 0 |  |  | 0 |  | 0 | 0 | 0 | 0 | 0 | 0 |  | EA | EA | A06BB302 | A06BB302-00001
A06BB303-00001 | AR | A06 | Demolition Work | BB | Revamping Work | 303 | Demolition Work of Window |  | 0 |  | 0 |  | 0 |  | 0 |  | 0 | 56 | Including Scaffolding, Strutting, Disposal and Any Work to Complete The Work |  | 0 |  |  | 0 |  | 0 | 0 | 0 | 0 | 0 | 0 |  | EA | EA | A06BB303 | A06BB303-00001
A06BB304-00001 | AR | A06 | Demolition Work | BB | Revamping Work | 304 | Demolition Work of Cladding |  | 0 |  | 0 |  | 0 |  | 0 | 26 | for Existing Roof Cladding | 56 | Including Scaffolding, Strutting, Disposal and Any Work to Complete The Work |  | 0 |  |  | 0 |  | 0 | 0 | 0 | 0 | 0 | 0 |  | M2 | M2 | A06BB304 | A06BB304-00001
A06BB304-00002 | AR | A06 | Demolition Work | BB | Revamping Work | 304 | Demolition Work of Cladding |  | 0 |  | 0 |  | 0 |  | 0 | 27 | for Existing Wall Cladding | 56 | Including Scaffolding, Strutting, Disposal and Any Work to Complete The Work |  | 0 |  |  | 0 |  | 0 | 0 | 0 | 0 | 0 | 0 |  | M2 | M2 | A06BB304 | A06BB304-00002
A06BB305-00001 | AR | A06 | Demolition Work | BB | Revamping Work | 305 | Demolition Work of Fence & Gates |  | 0 |  | 0 |  | 0 |  | 0 |  | 0 | 56 | Including Scaffolding, Strutting, Disposal and Any Work to Complete The Work |  | 0 |  |  | 0 |  | 0 | 0 | 0 | 0 | 0 | 0 |  | M2 | M2 | A06BB305 | A06BB305-00001
A06BC306-00001 | AR | A06 | Demolition Work | BC | Demolition Work | 306 | Demolition Work of RC Structure Building |  | 0 |  | 0 |  | 0 |  | 0 | 28 | for All Structural and Architectural Components Below and Above Ground Level | 56 | Including Scaffolding, Strutting, Disposal and Any Work to Complete The Work |  | 0 |  | 0 | 0 |  | 0 | 0 | 0 | 0 | 0 | 0 |  | LOT | LOT | A06BC306 | A06BC306-00001
A06BC307-00001 | AR | A06 | Demolition Work | BC | Demolition Work | 307 | Demolition Work of Steel Structure Shelter |  | 0 |  | 0 |  | 0 |  | 0 | 28 | for All Structural and Architectural Components Below and Above Ground Level | 56 | Including Scaffolding, Strutting, Disposal and Any Work to Complete The Work |  | 0 |  | 0 | 0 |  | 0 | 0 | 0 | 0 | 0 | 0 |  | LOT | LOT | A06BC307 | A06BC307-00001
A10SA000-00001 | AR | A10 | Site Instruction | SA | General / Common Work (Other Work) | 000 | - |  | 0 |  | 0 |  | 0 |  | 0 |  | 0 |  | 0 |  | 0 |  | 0 | 0 | 0 | 0 | 0 | 0 | 0 | 0 | 0 |  | LOT | LOT | A10SA000 | A10SA000-00001
A10SB000-00001 | AR | A10 | Site Instruction | SB | Incentive of Subcontractor (Progress Expediting) | 000 | - |  | 0 |  | 0 |  | 0 |  | 0 |  | 0 |  | 0 |  | 0 |  | 0 | 0 | 0 | 0 | 0 | 0 | 0 | 0 | 0 |  | LOT | LOT | A10SB000 | A10SB000-00001
A10SC000-00001 | AR | A10 | Site Instruction | SC | Claim of Subcontractor | 000 | - |  | 0 |  | 0 |  | 0 |  | 0 |  | 0 |  | 0 |  | 0 |  | 0 | 0 | 0 | 0 | 0 | 0 | 0 | 0 | 0 |  | LOT | LOT | A10SC000 | A10SC000-00001
S01AA007-00001 | SS | S01 | Main Steel Structure Fabrication Work | AA | Shelter/Building | 007 | Girth & Purlin |  | 0 |  | 0 | [12 empty] | 0 | 0 | 0 | 0 | Material: ( ) | 0 | 0 | 0 | 0 | TON | TON | S01AA007 | S01AA007-00001
S01AA008-00001 | SS | S01 | Main Steel Structure Fabrication Work | AA | Shelter/Building | 008 | P.E.B. (Pre-Engineered Building) |  | 0 |  | 0 | [12 empty] | 0 | 0 | 0 | 0 | Material: ( ) | 0 | 0 | 0 | 0 | TON | TON | S01AA008 | S01AA008-00001
S01AA009-00001 | SS | S01 | Main Steel Structure Fabrication Work | AA | Shelter/Building | 009 | Plates - Gusset, Stiffener, ETC |  | 0 |  | 0 | [12 empty] | 0 | 0 | 0 | 0 | Material: ( ) | 0 | 0 | 0 | 0 | TON | TON | S01AA009 | S01AA009-00001
S01AA011-00001 | SS | S01 | Main Steel Structure Fabrication Work | AA | Shelter/Building | 011 | High Strength Bolts&Nuts |  | 0 |  | 0 | [12 empty] | 0 | 0 | 0 | 0 | Material: ( ) | 0 | 0 | 0 | 0 | TON | TON | S01AA011 | S01AA011-00001
S01AA012-00001 | SS | S01 | Main Steel Structure Fabrication Work | AA | Shelter/Building | 012 | Common Bolts&Nuts |  | 0 |  | 0 | [12 empty] | 0 | 0 | 0 | 0 | Material: ( ) | 0 | 0 | 0 | 0 | TON | TON | S01AA012 | S01AA012-00001
S01AA071-00001 | SS | S01 | Main Steel Structure Fabrication Work | AA | Shelter/Building | 071 | Extra Heavy Steel - Standard |  | 0 |  | 0 | [12 empty] | 0 | 0 | 0 | 0 | Material: ( ) | 0 | 0 | 0 | Weight≥( )KG/M | TON | TON | S01AA071 | S01AA071-00001
S01AA072-00001 | SS | S01 | Main Steel Structure Fabrication Work | AA | Shelter/Building | 072 | Heavy Steel - Standard |  | 0 |  | 0 | [12 empty] | 0 | 0 | 0 | 0 | Material: ( ) | 0 | 0 | 0 | Weight≥(90)KG/M | TON | TON | S01AA072 | S01AA072-00001
S01AA073-00001 | SS | S01 | Main Steel Structure Fabrication Work | AA | Shelter/Building | 073 | Medium Steel - Standard |  | 0 |  | 0 | [12 empty] | 0 | 0 | 0 | 0 | Material: ( ) | 0 | 0 | 0 | (90)KG/M>Weight≥(30)KG/M | TON | TON | S01AA073 | S01AA073-00001
S01AA074-00001 | SS | S01 | Main Steel Structure Fabrication Work | AA | Shelter/Building | 074 | Light Steel - Standard |  | 0 |  | 0 | [12 empty] | 0 | 0 | 0 | 0 | Material: ( ) | 0 | 0 | 0 | (30)KG/M>Weight | TON | TON | S01AA074 | S01AA074-00001
S01AA075-00001 | SS | S01 | Main Steel Structure Fabrication Work | AA | Shelter/Building | 075 | Extra Light Steel - Standard |  | 0 |  | 0 | [12 empty] | 0 | 0 | 0 | 0 | Material: ( ) | 0 | 0 | 0 | ( )KG/M>Weight | TON | TON | S01AA075 | S01AA075-00001
S01AA076-00001 | SS | S01 | Main Steel Structure Fabrication Work | AA | Shelter/Building | 076 | Extra Heavy Steel - Built up |  | 0 |  | 0 | [12 empty] | 0 | 0 | 0 | 0 | Material: ( ) | 0 | 0 | 0 | Weight≥( )KG/M | TON | TON | S01AA076 | S01AA076-00001
S01AA077-00001 | SS | S01 | Main Steel Structure Fabrication Work | AA | Shelter/Building | 077 | Heavy Steel - Built up |  | 0 |  | 0 | [12 empty] | 0 | 0 | 0 | 0 | Material: ( ) | 0 | 0 | 0 | Weight≥(90)KG/M | TON | TON | S01AA077 | S01AA077-00001
S01AA078-00001 | SS | S01 | Main Steel Structure Fabrication Work | AA | Shelter/Building | 078 | Medium Steel - Built up |  | 0 |  | 0 | [12 empty] | 0 | 0 | 0 | 0 | Material: ( ) | 0 | 0 | 0 | (90)KG/M>Weight≥(30)KG/M | TON | TON | S01AA078 | S01AA078-00001
S01AA079-00001 | SS | S01 | Main Steel Structure Fabrication Work | AA | Shelter/Building | 079 | Light Steel - Built up |  | 0 |  | 0 | [12 empty] | 0 | 0 | 0 | 0 | Material: ( ) | 0 | 0 | 0 | (30)KG/M>Weight | TON | TON | S01AA079 | S01AA079-00001
S01AA080-00001 | SS | S01 | Main Steel Structure Fabrication Work | AA | Shelter/Building | 080 | Extra Light Steel - Built up |  | 0 |  | 0 | [12 empty] | 0 | 0 | 0 | 0 | Material: ( ) | 0 | 0 | 0 | ( )KG/M>Weight | TON | TON | S01AA080 | S01AA080-00001
S02AA017-00002 | SS | S02 | Miscellaneous Steel Fabrication Work | AA | Shelter/Building | 017 | Checkered/Flooring Plate | 07 | SUS Checkered plate |  | 0 | [12 empty] | 0 | 0 | 0 | 0 | Material: ( ) | 0 | THK=( )mm | 0 | 0 | M2 | M2 | S02AA017 | S02AA017-00002
S02AA017-00003 | SS | S02 | Miscellaneous Steel Fabrication Work | AA | Shelter/Building | 017 | Checkered/Flooring Plate | 09 | Galvanized Steel | 18 | THK ≤ 6mm | [12 empty] | 0 | 0 | 0 | 0 | 0 | 0 | 0 | 0 | 0 | M2 | M2 | S02AA017 | S02AA017-00003
S02AA017-00004 | SS | S02 | Miscellaneous Steel Fabrication Work | AA | Shelter/Building | 017 | Checkered/Flooring Plate | 09 | Galvanized Steel | 19 | THK > 6mm | [12 empty] | 0 | 0 | 0 | 0 | 0 | 0 | 0 | 0 | 0 | M2 | M2 | S02AA017 | S02AA017-00004
S02AA017-00005 | SS | S02 | Miscellaneous Steel Fabrication Work | AA | Shelter/Building | 017 | Checkered/Flooring Plate | 10 | Galvanized Steel W/Painting | 18 | THK ≤ 6mm | [12 empty] | 0 | 0 | 0 | 0 | 0 | 0 | 0 | 0 | 0 | M2 | M2 | S02AA017 | S02AA017-00005
S02AA017-00006 | SS | S02 | Miscellaneous Steel Fabrication Work | AA | Shelter/Building | 017 | Checkered/Flooring Plate | 10 | Galvanized Steel W/Painting | 19 | THK > 6mm | [12 empty] | 0 | 0 | 0 | 0 | 0 | 0 | 0 | 0 | 0 | M2 | M2 | S02AA017 | S02AA017-00006
S02AA018-00002 | SS | S02 | Miscellaneous Steel Fabrication Work | AA | Shelter/Building | 018 | Grating | 11 | Hot-Dip Galvanized Steel, (I=25) |  | 0 | [12 empty] | 0 | 0 | 0 | 0 | 0 | 0 | 0 | 0 | 0 | M2 | M2 | S02AA018 | S02AA018-00002
S02AA018-00003 | SS | S02 | Miscellaneous Steel Fabrication Work | AA | Shelter/Building | 018 | Grating | 12 | Hot-Dip Galvanized Steel, (I=32) |  | 0 | [12 empty] | 0 | 0 | 0 | 0 | 0 | 0 | 0 | 0 | 0 | M2 | M2 | S02AA018 | S02AA018-00003
S02AA018-00004 | SS | S02 | Miscellaneous Steel Fabrication Work | AA | Shelter/Building | 018 | Grating | 13 | Hot-Dip Galvanized Steel, (I=50) |  | 0 | [12 empty] | 0 | 0 | 0 | 0 | 0 | 0 | 0 | 0 | 0 | M2 | M2 | S02AA018 | S02AA018-00004
S02AA018-00005 | SS | S02 | Miscellaneous Steel Fabrication Work | AA | Shelter/Building | 018 | Grating | 14 | Hot-Dip Galvanized Steel, (I=75) |  | 0 | [12 empty] | 0 | 0 | 0 | 0 | 0 | 0 | 0 | 0 | 0 | M2 | M2 | S02AA018 | S02AA018-00005
S02AA019-00002 | SS | S02 | Miscellaneous Steel Fabrication Work | AA | Shelter/Building | 019 | Steel Stairs | 09 | Galvanized Steel |  | 0 | [12 empty] | 0 | 0 | 0 | 0 | 0 | 0 | 0 | 0 | 0 | M | M | S02AA019 | S02AA019-00002
S02AA019-00003 | SS | S02 | Miscellaneous Steel Fabrication Work | AA | Shelter/Building | 019 | Steel Stairs | 10 | Galvanized Steel W/Painting |  | 0 | [12 empty] | 0 | 0 | 0 | 0 | 0 | 0 | 0 | 0 | 0 | M | M | S02AA019 | S02AA019-00003
S02AA020-00002 | SS | S02 | Miscellaneous Steel Fabrication Work | AA | Shelter/Building | 020 | Steel Handrails | 08 | W/Painting |  | 0 | [12 empty] | 0 | 0 | 0 | 0 | 0 | 0 | 0 | H=( )mm | 0 | M | M | S02AA020 | S02AA020-00002
S02AA020-00003 | SS | S02 | Miscellaneous Steel Fabrication Work | AA | Shelter/Building | 020 | Steel Handrails | 09 | Galvanized Steel |  | 0 | [12 empty] | 0 | 0 | 0 | 0 | 0 | 0 | 0 | H=( )mm | 0 | M | M | S02AA020 | S02AA020-00003
S02AA020-00004 | SS | S02 | Miscellaneous Steel Fabrication Work | AA | Shelter/Building | 020 | Steel Handrails | 10 | Galvanized Steel W/Painting |  | 0 | [12 empty] | 0 | 0 | 0 | 0 | 0 | 0 | 0 | H=( )mm | 0 | M | M | S02AA020 | S02AA020-00004
S02AA021-00002 | SS | S02 | Miscellaneous Steel Fabrication Work | AA | Shelter/Building | 021 | Steel Handrails - Removable | 08 | W/Painting |  | 0 | [12 empty] | 0 | 0 | 0 | 0 | 0 | 0 | 0 | H=( )mm | 0 | M | M | S02AA021 | S02AA021-00002
S02AA021-00003 | SS | S02 | Miscellaneous Steel Fabrication Work | AA | Shelter/Building | 021 | Steel Handrails - Removable | 09 | Galvanized Steel |  | 0 | [12 empty] | 0 | 0 | 0 | 0 | 0 | 0 | 0 | H=( )mm | 0 | M | M | S02AA021 | S02AA021-00003
S02AA021-00004 | SS | S02 | Miscellaneous Steel Fabrication Work | AA | Shelter/Building | 021 | Steel Handrails - Removable | 10 | Galvanized Steel W/Painting |  | 0 | [12 empty] | 0 | 0 | 0 | 0 | 0 | 0 | 0 | H=( )mm | 0 | M | M | S02AA021 | S02AA021-00004
S02AA022-00002 | SS | S02 | Miscellaneous Steel Fabrication Work | AA | Shelter/Building | 022 | Stainless Steel Handrail | 15 | SUS 304 |  | 0 | [12 empty] | 0 | 0 | 0 | 0 | 0 | 0 | 0 | H=( )mm | 0 | M | M | S02AA022 | S02AA022-00002
S02AA022-00003 | SS | S02 | Miscellaneous Steel Fabrication Work | AA | Shelter/Building | 022 | Stainless Steel Handrail | 16 | SUS 316L |  | 0 | [12 empty] | 0 | 0 | 0 | 0 | 0 | 0 | 0 | H=( )mm | 0 | M | M | S02AA022 | S02AA022-00003
S02AA022-00004 | SS | S02 | Miscellaneous Steel Fabrication Work | AA | Shelter/Building | 022 | Stainless Steel Handrail | 17 | SUS Duplex |  | 0 | [12 empty] | 0 | 0 | 0 | 0 | 0 | 0 | 0 | H=( )mm | 0 | M | M | S02AA022 | S02AA022-00004
S02AA024-00001 | SS | S02 | Miscellaneous Steel Fabrication Work | AA | Shelter/Building | 024 | Galvanized Steel Deck Plate |  | 0 |  | 0 | [12 empty] | 0 | 0 | 0 | 0 | 0 | 0 | THK=( )mm | 0 | 0 | M2 | M2 | S02AA024 | S02AA024-00001
S02AA037-00001 | SS | S02 | Miscellaneous Steel Fabrication Work | AA | Shelter/Building | 037 | Stainless Steel Handrail - Removable | 15 | SUS 304 |  | 0 | [12 empty] | 0 | 0 | 0 | 0 | 0 | 0 | 0 | H=( )mm | 0 | M | M | S02AA037 | S02AA037-00001
S02AA037-00002 | SS | S02 | Miscellaneous Steel Fabrication Work | AA | Shelter/Building | 037 | Stainless Steel Handrail - Removable | 16 | SUS 316L |  | 0 | [12 empty] | 0 | 0 | 0 | 0 | 0 | 0 | 0 | H=( )mm | 0 | M | M | S02AA037 | S02AA037-00002
S02AA037-00003 | SS | S02 | Miscellaneous Steel Fabrication Work | AA | Shelter/Building | 037 | Stainless Steel Handrail - Removable | 17 | SUS Duplex |  | 0 | [12 empty] | 0 | 0 | 0 | 0 | 0 | 0 | 0 | H=( )mm | 0 | M | M | S02AA037 | S02AA037-00003
S02AA038-00001 | SS | S02 | Miscellaneous Steel Fabrication Work | AA | Shelter/Building | 038 | FRP Grating |  | 0 |  | 0 | [12 empty] | 0 | 0 | 0 | 0 | 0 | 0 | THK=( )mm | 0 | 0 | M2 | M2 | S02AA038 | S02AA038-00001
S02AA039-00001 | SS | S02 | Miscellaneous Steel Fabrication Work | AA | Shelter/Building | 039 | FRP Handrail |  | 0 |  | 0 | [12 empty] | 0 | 0 | 0 | 0 | 0 | 0 | 0 | H=( )mm | 0 | M | M | S02AA039 | S02AA039-00001
S02AA040-00001 | SS | S02 | Miscellaneous Steel Fabrication Work | AA | Shelter/Building | 040 | FRP Handrail - Removable |  | 0 |  | 0 | [12 empty] | 0 | 0 | 0 | 0 | 0 | 0 | 0 | H=( )mm | 0 | M | M | S02AA040 | S02AA040-00001
S02AA041-00001 | SS | S02 | Miscellaneous Steel Fabrication Work | AA | Shelter/Building | 041 | Steel Ladder w/ Cage | 08 | W/Painting |  | 0 | [12 empty] | 0 | 0 | 0 | 0 | 0 | 0 | 0 | 0 | 0 | M | M | S02AA041 | S02AA041-00001
S02AA041-00002 | SS | S02 | Miscellaneous Steel Fabrication Work | AA | Shelter/Building | 041 | Steel Ladder w/ Cage | 09 | Galvanized Steel |  | 0 | [12 empty] | 0 | 0 | 0 | 0 | 0 | 0 | 0 | 0 | 0 | M | M | S02AA041 | S02AA041-00002
S02AA041-00003 | SS | S02 | Miscellaneous Steel Fabrication Work | AA | Shelter/Building | 041 | Steel Ladder w/ Cage | 10 | Galvanized Steel W/Painting |  | 0 | [12 empty] | 0 | 0 | 0 | 0 | 0 | 0 | 0 | 0 | 0 | M | M | S02AA041 | S02AA041-00003
S02AA042-00001 | SS | S02 | Miscellaneous Steel Fabrication Work | AA | Shelter/Building | 042 | Stainless Steel Ladder w/ Cage | 15 | SUS 304 |  | 0 | [12 empty] | 0 | 0 | 0 | 0 | 0 | 0 | 0 | 0 | 0 | M | M | S02AA042 | S02AA042-00001
S02AA042-00002 | SS | S02 | Miscellaneous Steel Fabrication Work | AA | Shelter/Building | 042 | Stainless Steel Ladder w/ Cage | 16 | SUS 316L |  | 0 | [12 empty] | 0 | 0 | 0 | 0 | 0 | 0 | 0 | 0 | 0 | M | M | S02AA042 | S02AA042-00002
S02AA042-00003 | SS | S02 | Miscellaneous Steel Fabrication Work | AA | Shelter/Building | 042 | Stainless Steel Ladder w/ Cage | 17 | SUS Duplex |  | 0 | [12 empty] | 0 | 0 | 0 | 0 | 0 | 0 | 0 | 0 | 0 | M | M | S02AA042 | S02AA042-00003
S02AA043-00001 | SS | S02 | Miscellaneous Steel Fabrication Work | AA | Shelter/Building | 043 | FRP Ladder w/ Cage |  | 0 |  | 0 | [12 empty] | 0 | 0 | 0 | 0 | 0 | 0 | 0 | 0 | 0 | M | M | S02AA043 | S02AA043-00001
S02AA044-00001 | SS | S02 | Miscellaneous Steel Fabrication Work | AA | Shelter/Building | 044 | Steel Ladder w/o Cage | 08 | W/Painting |  | 0 | [12 empty] | 0 | 0 | 0 | 0 | 0 | 0 | 0 | 0 | 0 | M | M | S02AA044 | S02AA044-00001
S02AA044-00002 | SS | S02 | Miscellaneous Steel Fabrication Work | AA | Shelter/Building | 044 | Steel Ladder w/o Cage | 09 | Galvanized Steel |  | 0 | [12 empty] | 0 | 0 | 0 | 0 | 0 | 0 | 0 | 0 | 0 | M | M | S02AA044 | S02AA044-00002
S02AA044-00003 | SS | S02 | Miscellaneous Steel Fabrication Work | AA | Shelter/Building | 044 | Steel Ladder w/o Cage | 10 | Galvanized Steel W/Painting |  | 0 | [12 empty] | 0 | 0 | 0 | 0 | 0 | 0 | 0 | 0 | 0 | M | M | S02AA044 | S02AA044-00003
S02AA045-00001 | SS | S02 | Miscellaneous Steel Fabrication Work | AA | Shelter/Building | 045 | Stainless Steel Ladder w/o Cage | 15 | SUS 304 |  | 0 | [12 empty] | 0 | 0 | 0 | 0 | 0 | 0 | 0 | 0 | 0 | M | M | S02AA045 | S02AA045-00001
S02AA045-00002 | SS | S02 | Miscellaneous Steel Fabrication Work | AA | Shelter/Building | 045 | Stainless Steel Ladder w/o Cage | 16 | SUS 316L |  | 0 | [12 empty] | 0 | 0 | 0 | 0 | 0 | 0 | 0 | 0 | 0 | M | M | S02AA045 | S02AA045-00002
S02AA045-00003 | SS | S02 | Miscellaneous Steel Fabrication Work | AA | Shelter/Building | 045 | Stainless Steel Ladder w/o Cage | 17 | SUS Duplex |  | 0 | [12 empty] | 0 | 0 | 0 | 0 | 0 | 0 | 0 | 0 | 0 | M | M | S02AA045 | S02AA045-00003
S02AA046-00001 | SS | S02 | Miscellaneous Steel Fabrication Work | AA | Shelter/Building | 046 | FRP Ladder w/o Cage |  | 0 |  | 0 | [12 empty] | 0 | 0 | 0 | 0 | 0 | 0 | 0 | 0 | 0 | M | M | S02AA046 | S02AA046-00001
S03AA007-00001 | SS | S03 | Main Steel Structure Erection Work | AA | Shelter/Building | 007 | Girth & Purlin |  | 0 |  | 0 | [12 empty] | 0 | 0 | 0 | 0 | Material: ( ) | 0 | 0 | 0 | 0 | TON | TON | S03AA007 | S03AA007-00001
S03AA008-00001 | SS | S03 | Main Steel Structure Erection Work | AA | Shelter/Building | 008 | P.E.B. (Pre-Engineered Building) |  | 0 |  | 0 | [12 empty] | 0 | 0 | 0 | 0 | Material: ( ) | 0 | 0 | 0 | 0 | TON | TON | S03AA008 | S03AA008-00001
S03AA030-00001 | SS | S03 | Main Steel Structure Erection Work | AA | Shelter/Building | 030 | Non-Shrink Grouting |  | 0 |  | 0 | [12 empty] | 0 | 0 | 0 | 0 | Material: ( ) | 0 | THK=( )mm | 0 | 0 | M3 | M3 | S03AA030 | S03AA030-00001
S03AA031-00001 | SS | S03 | Main Steel Structure Erection Work | AA | Shelter/Building | 031 | Epoxy Grouting |  | 0 |  | 0 | [12 empty] | 0 | 0 | 0 | 0 | Material: ( ) | 0 | THK=( )mm | 0 | 0 | M3 | M3 | S03AA031 | S03AA031-00001
S03AA081-00001 | SS | S03 | Main Steel Structure Erection Work | AA | Shelter/Building | 081 | Extra Heavy Steel |  | 0 |  | 0 | [12 empty] | 0 | 0 | 0 | 0 | Material: ( ) | 0 | 0 | 0 | 0 | TON | TON | S03AA081 | S03AA081-00001
S03AA082-00001 | SS | S03 | Main Steel Structure Erection Work | AA | Shelter/Building | 082 | Heavy Steel |  | 0 |  | 0 | [12 empty] | 0 | 0 | 0 | 0 | Material: ( ) | 0 | 0 | 0 | 0 | TON | TON | S03AA082 | S03AA082-00001
S03AA083-00001 | SS | S03 | Main Steel Structure Erection Work | AA | Shelter/Building | 083 | Medium Steel |  | 0 |  | 0 | [12 empty] | 0 | 0 | 0 | 0 | Material: ( ) | 0 | 0 | 0 | 0 | TON | TON | S03AA083 | S03AA083-00001
S03AA084-00001 | SS | S03 | Main Steel Structure Erection Work | AA | Shelter/Building | 084 | Light Steel |  | 0 |  | 0 | [12 empty] | 0 | 0 | 0 | 0 | Material: ( ) | 0 | 0 | 0 | 0 | TON | TON | S03AA084 | S03AA084-00001
S03AA085-00001 | SS | S03 | Main Steel Structure Erection Work | AA | Shelter/Building | 085 | Extra Light Steel |  | 0 |  | 0 | [12 empty] | 0 | 0 | 0 | 0 | Material: ( ) | 0 | 0 | 0 | 0 | TON | TON | S03AA085 | S03AA085-00001
S04AA017-00001 | SS | S04 | Miscellaneous Steel Erection Work | AA | Shelter/Building | 017 | Checkered/Flooring Plate |  | 0 |  | 0 | [12 empty] | 0 | 0 | 0 | 0 | Material: ( ) | 0 | THK=( )mm | 0 | 0 | M2 | M2 | S04AA017 | S04AA017-00001
S04AA018-00002 | SS | S04 | Miscellaneous Steel Erection Work | AA | Shelter/Building | 018 | Grating | 11 | Hot-Dip Galvanized Steel, (I=25) |  | 0 | [12 empty] | 0 | 0 | 0 | 0 | 0 | 0 | 0 | 0 | 0 | M2 | M2 | S04AA018 | S04AA018-00002
S04AA018-00003 | SS | S04 | Miscellaneous Steel Erection Work | AA | Shelter/Building | 018 | Grating | 12 | Hot-Dip Galvanized Steel, (I=32) |  | 0 | [12 empty] | 0 | 0 | 0 | 0 | 0 | 0 | 0 | 0 | 0 | M2 | M2 | S04AA018 | S04AA018-00003
S04AA018-00004 | SS | S04 | Miscellaneous Steel Erection Work | AA | Shelter/Building | 018 | Grating | 13 | Hot-Dip Galvanized Steel, (I=50) |  | 0 | [12 empty] | 0 | 0 | 0 | 0 | 0 | 0 | 0 | 0 | 0 | M2 | M2 | S04AA018 | S04AA018-00004
S04AA018-00005 | SS | S04 | Miscellaneous Steel Erection Work | AA | Shelter/Building | 018 | Grating | 14 | Hot-Dip Galvanized Steel, (I=75) |  | 0 | [12 empty] | 0 | 0 | 0 | 0 | 0 | 0 | 0 | 0 | 0 | M2 | M2 | S04AA018 | S04AA018-00005
S04AA019-00001 | SS | S04 | Miscellaneous Steel Erection Work | AA | Shelter/Building | 019 | Steel Stairs |  | 0 |  | 0 | [12 empty] | 0 | 0 | 0 | 0 | Material: ( ) | 0 | 0 | 0 | 0 | M | M | S04AA019 | S04AA019-00001
S04AA020-00001 | SS | S04 | Miscellaneous Steel Erection Work | AA | Shelter/Building | 020 | Steel Handrails |  | 0 |  | 0 | [12 empty] | 0 | 0 | 0 | 0 | Material: ( ) | 0 | 0 | H=( )mm | 0 | M | M | S04AA020 | S04AA020-00001
S04AA021-00001 | SS | S04 | Miscellaneous Steel Erection Work | AA | Shelter/Building | 021 | Steel Handrails - Removable |  | 0 |  | 0 | [12 empty] | 0 | 0 | 0 | 0 | Material: ( ) | 0 | 0 | H=( )mm | 0 | M | M | S04AA021 | S04AA021-00001
S04AA022-00001 | SS | S04 | Miscellaneous Steel Erection Work | AA | Shelter/Building | 022 | Stainless Steel Handrail |  | 0 |  | 0 | [12 empty] | 0 | 0 | 0 | 0 | 0 | 0 | 0 | H=( )mm | 0 | M | M | S04AA022 | S04AA022-00001
S04AA024-00001 | SS | S04 | Miscellaneous Steel Erection Work | AA | Shelter/Building | 024 | Galvanized Steel Deck Plate |  | 0 |  | 0 | [12 empty] | 0 | 0 | 0 | 0 | 0 | 0 | THK=( )mm | 0 | 0 | M2 | M2 | S04AA024 | S04AA024-00001
S04AA037-00001 | SS | S04 | Miscellaneous Steel Erection Work | AA | Shelter/Building | 037 | Stainless Steel Handrail - Removable |  | 0 |  | 0 | [12 empty] | 0 | 0 | 0 | 0 | 0 | 0 | 0 | 0 | 0 | M | M | S04AA037 | S04AA037-00001
S04AA038-00001 | SS | S04 | Miscellaneous Steel Erection Work | AA | Shelter/Building | 038 | FRP Grating |  | 0 |  | 0 | [12 empty] | 0 | 0 | 0 | 0 | 0 | 0 | THK=( )mm | 0 | 0 | M2 | M2 | S04AA038 | S04AA038-00001
S04AA039-00001 | SS | S04 | Miscellaneous Steel Erection Work | AA | Shelter/Building | 039 | FRP Handrail |  | 0 |  | 0 | [12 empty] | 0 | 0 | 0 | 0 | 0 | 0 | 0 | 0 | 0 | M | M | S04AA039 | S04AA039-00001
S04AA040-00001 | SS | S04 | Miscellaneous Steel Erection Work | AA | Shelter/Building | 040 | FRP Handrail - Removable |  | 0 |  | 0 | [12 empty] | 0 | 0 | 0 | 0 | 0 | 0 | 0 | 0 | 0 | M | M | S04AA040 | S04AA040-00001
S04AA041-00001 | SS | S04 | Miscellaneous Steel Erection Work | AA | Shelter/Building | 041 | Steel Ladder w/ Cage |  | 0 |  | 0 | [12 empty] | 0 | 0 | 0 | 0 | 0 | 0 | 0 | 0 | 0 | M | M | S04AA041 | S04AA041-00001
S04AA042-00001 | SS | S04 | Miscellaneous Steel Erection Work | AA | Shelter/Building | 042 | Stainless Steel Ladder w/ Cage |  | 0 |  | 0 | [12 empty] | 0 | 0 | 0 | 0 | 0 | 0 | 0 | 0 | 0 | M | M | S04AA042 | S04AA042-00001
S04AA043-00001 | SS | S04 | Miscellaneous Steel Erection Work | AA | Shelter/Building | 043 | FRP Ladder w/ Cage |  | 0 |  | 0 | [12 empty] | 0 | 0 | 0 | 0 | 0 | 0 | 0 | 0 | 0 | M | M | S04AA043 | S04AA043-00001
S04AA044-00001 | SS | S04 | Miscellaneous Steel Erection Work | AA | Shelter/Building | 044 | Steel Ladder w/o Cage |  | 0 |  | 0 | [12 empty] | 0 | 0 | 0 | 0 | 0 | 0 | 0 | 0 | 0 | M | M | S04AA044 | S04AA044-00001
S04AA045-00001 | SS | S04 | Miscellaneous Steel Erection Work | AA | Shelter/Building | 045 | Stainless Steel Ladder w/o Cage |  | 0 |  | 0 | [12 empty] | 0 | 0 | 0 | 0 | 0 | 0 | 0 | 0 | 0 | M | M | S04AA045 | S04AA045-00001
S04AA046-00001 | SS | S04 | Miscellaneous Steel Erection Work | AA | Shelter/Building | 046 | FRP Ladder w/o Cage |  | 0 |  | 0 | [12 empty] | 0 | 0 | 0 | 0 | 0 | 0 | 0 | 0 | 0 | M | M | S04AA046 | S04AA046-00001
S05AF032-00001 | SS | S05 | Demolition Work | AF | Revamping Work (Shelter/Building) | 032 | Demolition Work of Steel for Building/Shelter |  | 0 |  | 0 | [12 empty] | 0 | 0 | 0 | 0 | 0 | 0 | 0 | 0 | 0 | TON | TON | S05AF032 | S05AF032-00001
S11AA007-00001 | SS | S11 | Main Steel Structure Fabrication Work for Revamping | AA | Shelter/Building | 007 | Girth & Purlin |  | 0 |  | 0 | [12 empty] | 0 | 0 | 0 | 0 | Material: ( ) | 0 | 0 | 0 | 0 | TON | TON | S11AA007 | S11AA007-00001
S11AA008-00001 | SS | S11 | Main Steel Structure Fabrication Work for Revamping | AA | Shelter/Building | 008 | P.E.B. (Pre-Engineered Building) |  | 0 |  | 0 | [12 empty] | 0 | 0 | 0 | 0 | Material: ( ) | 0 | 0 | 0 | 0 | TON | TON | S11AA008 | S11AA008-00001
S11AA009-00001 | SS | S11 | Main Steel Structure Fabrication Work for Revamping | AA | Shelter/Building | 009 | Plates - Gusset, Stiffener, ETC |  | 0 |  | 0 | [12 empty] | 0 | 0 | 0 | 0 | Material: ( ) | 0 | 0 | 0 | 0 | TON | TON | S11AA009 | S11AA009-00001
S11AA011-00001 | SS | S11 | Main Steel Structure Fabrication Work for Revamping | AA | Shelter/Building | 011 | High Strength Bolts&Nuts |  | 0 |  | 0 | [12 empty] | 0 | 0 | 0 | 0 | Material: ( ) | 0 | 0 | 0 | 0 | TON | TON | S11AA011 | S11AA011-00001
S11AA012-00001 | SS | S11 | Main Steel Structure Fabrication Work for Revamping | AA | Shelter/Building | 012 | Common Bolts&Nuts |  | 0 |  | 0 | [12 empty] | 0 | 0 | 0 | 0 | Material: ( ) | 0 | 0 | 0 | 0 | TON | TON | S11AA012 | S11AA012-00001
S11AA071-00001 | SS | S11 | Main Steel Structure Fabrication Work for Revamping | AA | Shelter/Building | 071 | Extra Heavy Steel - Standard |  | 0 |  | 0 | [12 empty] | 0 | 0 | 0 | 0 | Material: ( ) | 0 | 0 | 0 | Weight≥( )KG/M | TON | TON | S11AA071 | S11AA071-00001
S11AA072-00001 | SS | S11 | Main Steel Structure Fabrication Work for Revamping | AA | Shelter/Building | 072 | Heavy Steel - Standard |  | 0 |  | 0 | [12 empty] | 0 | 0 | 0 | 0 | Material: ( ) | 0 | 0 | 0 | Weight≥(90)KG/M | TON | TON | S11AA072 | S11AA072-00001
S11AA073-00001 | SS | S11 | Main Steel Structure Fabrication Work for Revamping | AA | Shelter/Building | 073 | Medium Steel - Standard |  | 0 |  | 0 | [12 empty] | 0 | 0 | 0 | 0 | Material: ( ) | 0 | 0 | 0 | (90)KG/M>Weight≥(30)KG/M | TON | TON | S11AA073 | S11AA073-00001
S11AA074-00001 | SS | S11 | Main Steel Structure Fabrication Work for Revamping | AA | Shelter/Building | 074 | Light Steel - Standard |  | 0 |  | 0 | [12 empty] | 0 | 0 | 0 | 0 | Material: ( ) | 0 | 0 | 0 | (30)KG/M>Weight | TON | TON | S11AA074 | S11AA074-00001
S11AA075-00001 | SS | S11 | Main Steel Structure Fabrication Work for Revamping | AA | Shelter/Building | 075 | Extra Light Steel - Standard |  | 0 |  | 0 | [12 empty] | 0 | 0 | 0 | 0 | Material: ( ) | 0 | 0 | 0 | ( )KG/M>Weight | TON | TON | S11AA075 | S11AA075-00001
S11AA076-00001 | SS | S11 | Main Steel Structure Fabrication Work for Revamping | AA | Shelter/Building | 076 | Extra Heavy Steel - Built up |  | 0 |  | 0 | [12 empty] | 0 | 0 | 0 | 0 | Material: ( ) | 0 | 0 | 0 | Weight≥( )KG/M | TON | TON | S11AA076 | S11AA076-00001
S11AA077-00001 | SS | S11 | Main Steel Structure Fabrication Work for Revamping | AA | Shelter/Building | 077 | Heavy Steel - Built up |  | 0 |  | 0 | [12 empty] | 0 | 0 | 0 | 0 | Material: ( ) | 0 | 0 | 0 | Weight≥(90)KG/M | TON | TON | S11AA077 | S11AA077-00001
S11AA078-00001 | SS | S11 | Main Steel Structure Fabrication Work for Revamping | AA | Shelter/Building | 078 | Medium Steel - Built up |  | 0 |  | 0 | [12 empty] | 0 | 0 | 0 | 0 | Material: ( ) | 0 | 0 | 0 | (90)KG/M>Weight≥(30)KG/M | TON | TON | S11AA078 | S11AA078-00001
S11AA079-00001 | SS | S11 | Main Steel Structure Fabrication Work for Revamping | AA | Shelter/Building | 079 | Light Steel - Built up |  | 0 |  | 0 | [12 empty] | 0 | 0 | 0 | 0 | Material: ( ) | 0 | 0 | 0 | (30)KG/M>Weight | TON | TON | S11AA079 | S11AA079-00001
S11AA080-00001 | SS | S11 | Main Steel Structure Fabrication Work for Revamping | AA | Shelter/Building | 080 | Extra Light Steel - Built up |  | 0 |  | 0 | [12 empty] | 0 | 0 | 0 | 0 | Material: ( ) | 0 | 0 | 0 | ( )KG/M>Weight | TON | TON | S11AA080 | S11AA080-00001
S12AA017-00001 | SS | S12 | Miscellaneous Steel Fabrication Work for Revamping | AA | Shelter/Building | 017 | Checkered/Flooring Plate | 07 | SUS Checkered plate |  | 0 | [12 empty] | 0 | 0 | 0 | 0 | Material: ( ) | 0 | THK=( )mm | 0 | 0 | M2 | M2 | S12AA017 | S12AA017-00001
S12AA017-00002 | SS | S12 | Miscellaneous Steel Fabrication Work for Revamping | AA | Shelter/Building | 017 | Checkered/Flooring Plate | 09 | Galvanized Steel | 18 | THK ≤ 6mm | [12 empty] | 0 | 0 | 0 | 0 | 0 | 0 | 0 | 0 | 0 | M2 | M2 | S12AA017 | S12AA017-00002
S12AA017-00003 | SS | S12 | Miscellaneous Steel Fabrication Work for Revamping | AA | Shelter/Building | 017 | Checkered/Flooring Plate | 09 | Galvanized Steel | 19 | THK > 6mm | [12 empty] | 0 | 0 | 0 | 0 | 0 | 0 | 0 | 0 | 0 | M2 | M2 | S12AA017 | S12AA017-00003
S12AA017-00004 | SS | S12 | Miscellaneous Steel Fabrication Work for Revamping | AA | Shelter/Building | 017 | Checkered/Flooring Plate | 10 | Galvanized Steel W/Painting | 18 | THK ≤ 6mm | [12 empty] | 0 | 0 | 0 | 0 | 0 | 0 | 0 | 0 | 0 | M2 | M2 | S12AA017 | S12AA017-00004
S12AA017-00005 | SS | S12 | Miscellaneous Steel Fabrication Work for Revamping | AA | Shelter/Building | 017 | Checkered/Flooring Plate | 10 | Galvanized Steel W/Painting | 19 | THK > 6mm | [12 empty] | 0 | 0 | 0 | 0 | 0 | 0 | 0 | 0 | 0 | M2 | M2 | S12AA017 | S12AA017-00005
S12AA018-00001 | SS | S12 | Miscellaneous Steel Fabrication Work for Revamping | AA | Shelter/Building | 018 | Grating | 11 | Hot-Dip Galvanized Steel, (I=25) |  | 0 | [12 empty] | 0 | 0 | 0 | 0 | 0 | 0 | 0 | 0 | 0 | M2 | M2 | S12AA018 | S12AA018-00001
S12AA018-00002 | SS | S12 | Miscellaneous Steel Fabrication Work for Revamping | AA | Shelter/Building | 018 | Grating | 12 | Hot-Dip Galvanized Steel, (I=32) |  | 0 | [12 empty] | 0 | 0 | 0 | 0 | 0 | 0 | 0 | 0 | 0 | M2 | M2 | S12AA018 | S12AA018-00002
S12AA018-00003 | SS | S12 | Miscellaneous Steel Fabrication Work for Revamping | AA | Shelter/Building | 018 | Grating | 13 | Hot-Dip Galvanized Steel, (I=50) |  | 0 | [12 empty] | 0 | 0 | 0 | 0 | 0 | 0 | 0 | 0 | 0 | M2 | M2 | S12AA018 | S12AA018-00003
S12AA018-00004 | SS | S12 | Miscellaneous Steel Fabrication Work for Revamping | AA | Shelter/Building | 018 | Grating | 14 | Hot-Dip Galvanized Steel, (I=75) |  | 0 | [12 empty] | 0 | 0 | 0 | 0 | 0 | 0 | 0 | 0 | 0 | M2 | M2 | S12AA018 | S12AA018-00004
S12AA019-00001 | SS | S12 | Miscellaneous Steel Fabrication Work for Revamping | AA | Shelter/Building | 019 | Steel Stairs | 09 | Galvanized Steel |  | 0 | [12 empty] | 0 | 0 | 0 | 0 | 0 | 0 | 0 | 0 | 0 | M | M | S12AA019 | S12AA019-00001
S12AA019-00002 | SS | S12 | Miscellaneous Steel Fabrication Work for Revamping | AA | Shelter/Building | 019 | Steel Stairs | 10 | Galvanized Steel W/Painting |  | 0 | [12 empty] | 0 | 0 | 0 | 0 | 0 | 0 | 0 | 0 | 0 | M | M | S12AA019 | S12AA019-00002
S12AA020-00001 | SS | S12 | Miscellaneous Steel Fabrication Work for Revamping | AA | Shelter/Building | 020 | Steel Handrails | 08 | W/Painting |  | 0 | [12 empty] | 0 | 0 | 0 | 0 | 0 | 0 | 0 | H=( )mm | 0 | M | M | S12AA020 | S12AA020-00001
S12AA020-00002 | SS | S12 | Miscellaneous Steel Fabrication Work for Revamping | AA | Shelter/Building | 020 | Steel Handrails | 09 | Galvanized Steel |  | 0 | [12 empty] | 0 | 0 | 0 | 0 | 0 | 0 | 0 | H=( )mm | 0 | M | M | S12AA020 | S12AA020-00002
S12AA020-00003 | SS | S12 | Miscellaneous Steel Fabrication Work for Revamping | AA | Shelter/Building | 020 | Steel Handrails | 10 | Galvanized Steel W/Painting |  | 0 | [12 empty] | 0 | 0 | 0 | 0 | 0 | 0 | 0 | H=( )mm | 0 | M | M | S12AA020 | S12AA020-00003
S12AA021-00001 | SS | S12 | Miscellaneous Steel Fabrication Work for Revamping | AA | Shelter/Building | 021 | Steel Handrails - Removable | 08 | W/Painting |  | 0 | [12 empty] | 0 | 0 | 0 | 0 | 0 | 0 | 0 | H=( )mm | 0 | M | M | S12AA021 | S12AA021-00001
S12AA021-00002 | SS | S12 | Miscellaneous Steel Fabrication Work for Revamping | AA | Shelter/Building | 021 | Steel Handrails - Removable | 09 | Galvanized Steel |  | 0 | [12 empty] | 0 | 0 | 0 | 0 | 0 | 0 | 0 | H=( )mm | 0 | M | M | S12AA021 | S12AA021-00002
S12AA021-00003 | SS | S12 | Miscellaneous Steel Fabrication Work for Revamping | AA | Shelter/Building | 021 | Steel Handrails - Removable | 10 | Galvanized Steel W/Painting |  | 0 | [12 empty] | 0 | 0 | 0 | 0 | 0 | 0 | 0 | H=( )mm | 0 | M | M | S12AA021 | S12AA021-00003
S12AA022-00001 | SS | S12 | Miscellaneous Steel Fabrication Work for Revamping | AA | Shelter/Building | 022 | Stainless Steel Handrail | 15 | SUS 304 |  | 0 | [12 empty] | 0 | 0 | 0 | 0 | 0 | 0 | 0 | H=( )mm | 0 | M | M | S12AA022 | S12AA022-00001
S12AA022-00002 | SS | S12 | Miscellaneous Steel Fabrication Work for Revamping | AA | Shelter/Building | 022 | Stainless Steel Handrail | 16 | SUS 316L |  | 0 | [12 empty] | 0 | 0 | 0 | 0 | 0 | 0 | 0 | H=( )mm | 0 | M | M | S12AA022 | S12AA022-00002
S12AA022-00003 | SS | S12 | Miscellaneous Steel Fabrication Work for Revamping | AA | Shelter/Building | 022 | Stainless Steel Handrail | 17 | SUS Duplex |  | 0 | [12 empty] | 0 | 0 | 0 | 0 | 0 | 0 | 0 | H=( )mm | 0 | M | M | S12AA022 | S12AA022-00003
S12AA024-00001 | SS | S12 | Miscellaneous Steel Fabrication Work for Revamping | AA | Shelter/Building | 024 | Galvanized Steel Deck Plate |  | 0 |  | 0 | [12 empty] | 0 | 0 | 0 | 0 | 0 | 0 | THK=( )mm | 0 | 0 | M2 | M2 | S12AA024 | S12AA024-00001
S12AA037-00001 | SS | S12 | Miscellaneous Steel Fabrication Work for Revamping | AA | Shelter/Building | 037 | Stainless Steel Handrail - Removable | 15 | SUS 304 |  | 0 | [12 empty] | 0 | 0 | 0 | 0 | 0 | 0 | 0 | H=( )mm | 0 | M | M | S12AA037 | S12AA037-00001
S12AA037-00002 | SS | S12 | Miscellaneous Steel Fabrication Work for Revamping | AA | Shelter/Building | 037 | Stainless Steel Handrail - Removable | 16 | SUS 316L |  | 0 | [12 empty] | 0 | 0 | 0 | 0 | 0 | 0 | 0 | H=( )mm | 0 | M | M | S12AA037 | S12AA037-00002
S12AA037-00003 | SS | S12 | Miscellaneous Steel Fabrication Work for Revamping | AA | Shelter/Building | 037 | Stainless Steel Handrail - Removable | 17 | SUS Duplex |  | 0 | [12 empty] | 0 | 0 | 0 | 0 | 0 | 0 | 0 | H=( )mm | 0 | M | M | S12AA037 | S12AA037-00003
S12AA038-00001 | SS | S12 | Miscellaneous Steel Fabrication Work for Revamping | AA | Shelter/Building | 038 | FRP Grating |  | 0 |  | 0 | [12 empty] | 0 | 0 | 0 | 0 | 0 | 0 | THK=( )mm | 0 | 0 | M2 | M2 | S12AA038 | S12AA038-00001
S12AA039-00001 | SS | S12 | Miscellaneous Steel Fabrication Work for Revamping | AA | Shelter/Building | 039 | FRP Handrail |  | 0 |  | 0 | [12 empty] | 0 | 0 | 0 | 0 | 0 | 0 | 0 | H=( )mm | 0 | M | M | S12AA039 | S12AA039-00001
S12AA040-00001 | SS | S12 | Miscellaneous Steel Fabrication Work for Revamping | AA | Shelter/Building | 040 | FRP Handrail - Removable |  | 0 |  | 0 | [12 empty] | 0 | 0 | 0 | 0 | 0 | 0 | 0 | H=( )mm | 0 | M | M | S12AA040 | S12AA040-00001
S12AA041-00001 | SS | S12 | Miscellaneous Steel Fabrication Work for Revamping | AA | Shelter/Building | 041 | Steel Ladder w/ Cage | 08 | W/Painting |  | 0 | [12 empty] | 0 | 0 | 0 | 0 | 0 | 0 | 0 | 0 | 0 | M | M | S12AA041 | S12AA041-00001
S12AA041-00002 | SS | S12 | Miscellaneous Steel Fabrication Work for Revamping | AA | Shelter/Building | 041 | Steel Ladder w/ Cage | 09 | Galvanized Steel |  | 0 | [12 empty] | 0 | 0 | 0 | 0 | 0 | 0 | 0 | 0 | 0 | M | M | S12AA041 | S12AA041-00002
S12AA041-00003 | SS | S12 | Miscellaneous Steel Fabrication Work for Revamping | AA | Shelter/Building | 041 | Steel Ladder w/ Cage | 10 | Galvanized Steel W/Painting |  | 0 | [12 empty] | 0 | 0 | 0 | 0 | 0 | 0 | 0 | 0 | 0 | M | M | S12AA041 | S12AA041-00003
S12AA042-00001 | SS | S12 | Miscellaneous Steel Fabrication Work for Revamping | AA | Shelter/Building | 042 | Stainless Steel Ladder w/ Cage | 15 | SUS 304 |  | 0 | [12 empty] | 0 | 0 | 0 | 0 | 0 | 0 | 0 | 0 | 0 | M | M | S12AA042 | S12AA042-00001
S12AA042-00002 | SS | S12 | Miscellaneous Steel Fabrication Work for Revamping | AA | Shelter/Building | 042 | Stainless Steel Ladder w/ Cage | 16 | SUS 316L |  | 0 | [12 empty] | 0 | 0 | 0 | 0 | 0 | 0 | 0 | 0 | 0 | M | M | S12AA042 | S12AA042-00002
S12AA042-00003 | SS | S12 | Miscellaneous Steel Fabrication Work for Revamping | AA | Shelter/Building | 042 | Stainless Steel Ladder w/ Cage | 17 | SUS Duplex |  | 0 | [12 empty] | 0 | 0 | 0 | 0 | 0 | 0 | 0 | 0 | 0 | M | M | S12AA042 | S12AA042-00003
S12AA043-00001 | SS | S12 | Miscellaneous Steel Fabrication Work for Revamping | AA | Shelter/Building | 043 | FRP Ladder w/ Cage |  | 0 |  | 0 | [12 empty] | 0 | 0 | 0 | 0 | 0 | 0 | 0 | 0 | 0 | M | M | S12AA043 | S12AA043-00001
S12AA044-00001 | SS | S12 | Miscellaneous Steel Fabrication Work for Revamping | AA | Shelter/Building | 044 | Steel Ladder w/o Cage | 08 | W/Painting |  | 0 | [12 empty] | 0 | 0 | 0 | 0 | 0 | 0 | 0 | 0 | 0 | M | M | S12AA044 | S12AA044-00001
S12AA044-00002 | SS | S12 | Miscellaneous Steel Fabrication Work for Revamping | AA | Shelter/Building | 044 | Steel Ladder w/o Cage | 09 | Galvanized Steel |  | 0 | [12 empty] | 0 | 0 | 0 | 0 | 0 | 0 | 0 | 0 | 0 | M | M | S12AA044 | S12AA044-00002
S12AA044-00003 | SS | S12 | Miscellaneous Steel Fabrication Work for Revamping | AA | Shelter/Building | 044 | Steel Ladder w/o Cage | 10 | Galvanized Steel W/Painting |  | 0 | [12 empty] | 0 | 0 | 0 | 0 | 0 | 0 | 0 | 0 | 0 | M | M | S12AA044 | S12AA044-00003
S12AA045-00001 | SS | S12 | Miscellaneous Steel Fabrication Work for Revamping | AA | Shelter/Building | 045 | Stainless Steel Ladder w/o Cage | 15 | SUS 304 |  | 0 | [12 empty] | 0 | 0 | 0 | 0 | 0 | 0 | 0 | 0 | 0 | M | M | S12AA045 | S12AA045-00001
S12AA045-00002 | SS | S12 | Miscellaneous Steel Fabrication Work for Revamping | AA | Shelter/Building | 045 | Stainless Steel Ladder w/o Cage | 16 | SUS 316L |  | 0 | [12 empty] | 0 | 0 | 0 | 0 | 0 | 0 | 0 | 0 | 0 | M | M | S12AA045 | S12AA045-00002
S12AA045-00003 | SS | S12 | Miscellaneous Steel Fabrication Work for Revamping | AA | Shelter/Building | 045 | Stainless Steel Ladder w/o Cage | 17 | SUS Duplex |  | 0 | [12 empty] | 0 | 0 | 0 | 0 | 0 | 0 | 0 | 0 | 0 | M | M | S12AA045 | S12AA045-00003
S12AA046-00001 | SS | S12 | Miscellaneous Steel Fabrication Work for Revamping | AA | Shelter/Building | 046 | FRP Ladder w/o Cage |  | 0 |  | 0 | [12 empty] | 0 | 0 | 0 | 0 | 0 | 0 | 0 | 0 | 0 | M | M | S12AA046 | S12AA046-00001
S13AA007-00001 | SS | S13 | Main Steel Structure Erection Work for Revamping | AA | Shelter/Building | 007 | Girth & Purlin |  | 0 |  | 0 | [12 empty] | 0 | 0 | 0 | 0 | Material: ( ) | 0 | 0 | 0 | 0 | TON | TON | S13AA007 | S13AA007-00001
S13AA008-00001 | SS | S13 | Main Steel Structure Erection Work for Revamping | AA | Shelter/Building | 008 | P.E.B. (Pre-Engineered Building) |  | 0 |  | 0 | [12 empty] | 0 | 0 | 0 | 0 | Material: ( ) | 0 | 0 | 0 | 0 | TON | TON | S13AA008 | S13AA008-00001
S13AA030-00001 | SS | S13 | Main Steel Structure Erection Work for Revamping | AA | Shelter/Building | 030 | Non-Shrink Grouting |  | 0 |  | 0 | [12 empty] | 0 | 0 | 0 | 0 | Material: ( ) | 0 | THK=( )mm | 0 | 0 | M3 | M3 | S13AA030 | S13AA030-00001
S13AA031-00001 | SS | S13 | Main Steel Structure Erection Work for Revamping | AA | Shelter/Building | 031 | Epoxy Grouting |  | 0 |  | 0 | [12 empty] | 0 | 0 | 0 | 0 | Material: ( ) | 0 | THK=( )mm | 0 | 0 | M3 | M3 | S13AA031 | S13AA031-00001
S13AA081-00001 | SS | S13 | Main Steel Structure Erection Work for Revamping | AA | Shelter/Building | 081 | Extra Heavy Steel |  | 0 |  | 0 | [12 empty] | 0 | 0 | 0 | 0 | Material: ( ) | 0 | 0 | 0 | 0 | TON | TON | S13AA081 | S13AA081-00001
S13AA082-00001 | SS | S13 | Main Steel Structure Erection Work for Revamping | AA | Shelter/Building | 082 | Heavy Steel |  | 0 |  | 0 | [12 empty] | 0 | 0 | 0 | 0 | Material: ( ) | 0 | 0 | 0 | 0 | TON | TON | S13AA082 | S13AA082-00001
S13AA083-00001 | SS | S13 | Main Steel Structure Erection Work for Revamping | AA | Shelter/Building | 083 | Medium Steel |  | 0 |  | 0 | [12 empty] | 0 | 0 | 0 | 0 | Material: ( ) | 0 | 0 | 0 | 0 | TON | TON | S13AA083 | S13AA083-00001
S13AA084-00001 | SS | S13 | Main Steel Structure Erection Work for Revamping | AA | Shelter/Building | 084 | Light Steel |  | 0 |  | 0 | [12 empty] | 0 | 0 | 0 | 0 | Material: ( ) | 0 | 0 | 0 | 0 | TON | TON | S13AA084 | S13AA084-00001
S13AA085-00001 | SS | S13 | Main Steel Structure Erection Work for Revamping | AA | Shelter/Building | 085 | Extra Light Steel |  | 0 |  | 0 | [12 empty] | 0 | 0 | 0 | 0 | Material: ( ) | 0 | 0 | 0 | 0 | TON | TON | S13AA085 | S13AA085-00001
S14AA017-00001 | SS | S14 | Miscellaneous Steel Erection Work for Revamping | AA | Shelter/Building | 017 | Checkered/Flooring Plate |  | 0 |  | 0 | [12 empty] | 0 | 0 | 0 | 0 | 0 | 0 | 0 | 0 | 0 | M2 | M2 | S14AA017 | S14AA017-00001
S14AA018-00001 | SS | S14 | Miscellaneous Steel Erection Work for Revamping | AA | Shelter/Building | 018 | Grating | 11 | Hot-Dip Galvanized Steel, (I=25) |  | 0 | [12 empty] | 0 | 0 | 0 | 0 | 0 | 0 | 0 | 0 | 0 | M2 | M2 | S14AA018 | S14AA018-00001
S14AA018-00002 | SS | S14 | Miscellaneous Steel Erection Work for Revamping | AA | Shelter/Building | 018 | Grating | 12 | Hot-Dip Galvanized Steel, (I=32) |  | 0 | [12 empty] | 0 | 0 | 0 | 0 | 0 | 0 | 0 | 0 | 0 | M2 | M2 | S14AA018 | S14AA018-00002
S14AA018-00003 | SS | S14 | Miscellaneous Steel Erection Work for Revamping | AA | Shelter/Building | 018 | Grating | 13 | Hot-Dip Galvanized Steel, (I=50) |  | 0 | [12 empty] | 0 | 0 | 0 | 0 | 0 | 0 | 0 | 0 | 0 | M2 | M2 | S14AA018 | S14AA018-00003
S14AA018-00004 | SS | S14 | Miscellaneous Steel Erection Work for Revamping | AA | Shelter/Building | 018 | Grating | 14 | Hot-Dip Galvanized Steel, (I=75) |  | 0 | [12 empty] | 0 | 0 | 0 | 0 | 0 | 0 | 0 | 0 | 0 | M2 | M2 | S14AA018 | S14AA018-00004
S14AA019-00001 | SS | S14 | Miscellaneous Steel Erection Work for Revamping | AA | Shelter/Building | 019 | Steel Stairs |  | 0 |  | 0 | [12 empty] | 0 | 0 | 0 | 0 | 0 | 0 | 0 | 0 | 0 | M | M | S14AA019 | S14AA019-00001
S14AA020-00001 | SS | S14 | Miscellaneous Steel Erection Work for Revamping | AA | Shelter/Building | 020 | Steel Handrails |  | 0 |  | 0 | [12 empty] | 0 | 0 | 0 | 0 | 0 | 0 | 0 | 0 | 0 | M | M | S14AA020 | S14AA020-00001
S14AA021-00001 | SS | S14 | Miscellaneous Steel Erection Work for Revamping | AA | Shelter/Building | 021 | Steel Handrails - Removable |  | 0 |  | 0 | [12 empty] | 0 | 0 | 0 | 0 | 0 | 0 | 0 | 0 | 0 | M | M | S14AA021 | S14AA021-00001
S14AA022-00001 | SS | S14 | Miscellaneous Steel Erection Work for Revamping | AA | Shelter/Building | 022 | Stainless Steel Handrail |  | 0 |  | 0 | [12 empty] | 0 | 0 | 0 | 0 | 0 | 0 | 0 | 0 | 0 | M | M | S14AA022 | S14AA022-00001
S14AA024-00001 | SS | S14 | Miscellaneous Steel Erection Work for Revamping | AA | Shelter/Building | 024 | Galvanized Steel Deck Plate |  | 0 |  | 0 | [12 empty] | 0 | 0 | 0 | 0 | 0 | 0 | 0 | 0 | 0 | M2 | M2 | S14AA024 | S14AA024-00001
S14AA037-00001 | SS | S14 | Miscellaneous Steel Erection Work for Revamping | AA | Shelter/Building | 037 | Stainless Steel Handrail - Removable |  | 0 |  | 0 | [12 empty] | 0 | 0 | 0 | 0 | 0 | 0 | 0 | 0 | 0 | M | M | S14AA037 | S14AA037-00001
S14AA038-00001 | SS | S14 | Miscellaneous Steel Erection Work for Revamping | AA | Shelter/Building | 038 | FRP Grating |  | 0 |  | 0 | [12 empty] | 0 | 0 | 0 | 0 | 0 | 0 | 0 | 0 | 0 | M2 | M2 | S14AA038 | S14AA038-00001
S14AA039-00001 | SS | S14 | Miscellaneous Steel Erection Work for Revamping | AA | Shelter/Building | 039 | FRP Handrail |  | 0 |  | 0 | [12 empty] | 0 | 0 | 0 | 0 | 0 | 0 | 0 | 0 | 0 | M | M | S14AA039 | S14AA039-00001
S14AA040-00001 | SS | S14 | Miscellaneous Steel Erection Work for Revamping | AA | Shelter/Building | 040 | FRP Handrail - Removable |  | 0 |  | 0 | [12 empty] | 0 | 0 | 0 | 0 | 0 | 0 | 0 | 0 | 0 | M | M | S14AA040 | S14AA040-00001
S14AA041-00001 | SS | S14 | Miscellaneous Steel Erection Work for Revamping | AA | Shelter/Building | 041 | Steel Ladder w/ Cage |  | 0 |  | 0 | [12 empty] | 0 | 0 | 0 | 0 | 0 | 0 | 0 | 0 | 0 | M | M | S14AA041 | S14AA041-00001
S14AA042-00001 | SS | S14 | Miscellaneous Steel Erection Work for Revamping | AA | Shelter/Building | 042 | Stainless Steel Ladder w/ Cage |  | 0 |  | 0 | [12 empty] | 0 | 0 | 0 | 0 | 0 | 0 | 0 | 0 | 0 | M | M | S14AA042 | S14AA042-00001
S14AA043-00001 | SS | S14 | Miscellaneous Steel Erection Work for Revamping | AA | Shelter/Building | 043 | FRP Ladder w/ Cage |  | 0 |  | 0 | [12 empty] | 0 | 0 | 0 | 0 | 0 | 0 | 0 | 0 | 0 | M | M | S14AA043 | S14AA043-00001
S14AA044-00001 | SS | S14 | Miscellaneous Steel Erection Work for Revamping | AA | Shelter/Building | 044 | Steel Ladder w/o Cage |  | 0 |  | 0 | [12 empty] | 0 | 0 | 0 | 0 | 0 | 0 | 0 | 0 | 0 | M | M | S14AA044 | S14AA044-00001
S14AA045-00001 | SS | S14 | Miscellaneous Steel Erection Work for Revamping | AA | Shelter/Building | 045 | Stainless Steel Ladder w/o Cage |  | 0 |  | 0 | [12 empty] | 0 | 0 | 0 | 0 | 0 | 0 | 0 | 0 | 0 | M | M | S14AA045 | S14AA045-00001
S14AA046-00001 | SS | S14 | Miscellaneous Steel Erection Work for Revamping | AA | Shelter/Building | 046 | FRP Ladder w/o Cage |  | 0 |  | 0 | [12 empty] | 0 | 0 | 0 | 0 | 0 | 0 | 0 | 0 | 0 | M | M | S14AA046 | S14AA046-00001
S41AA051-00001 | SS | S41 | Steel Structure Paint Work | AA | Shelter/Building | 051 | for Non-Fireproofed Steel Surface |  | 0 |  | 0 | [12 empty] | 0 | 0 | 0 | 0 | Material: ( ) | 0 | 0 | 0 | 0 | M2 | M2 | S41AA051 | S41AA051-00001
S41AA052-00001 | SS | S41 | Steel Structure Paint Work | AA | Shelter/Building | 052 | for Fireproofed Steel Surface |  | 0 |  | 0 | [12 empty] | 0 | 0 | 0 | 0 | Material: ( ) | 0 | 0 | 0 | 0 | M2 | M2 | S41AA052 | S41AA052-00001
S41AA053-00001 | SS | S41 | Steel Structure Paint Work | AA | Shelter/Building | 053 | Additional Painting on Hot-Dip Galvanized Steel Surface (Non-Fireproofed Steel) |  | 0 |  | 0 | [12 empty] | 0 | 0 | 0 | 0 | Material: ( ) | 0 | 0 | 0 | 0 | M2 | M2 | S41AA053 | S41AA053-00001
S41AA054-00001 | SS | S41 | Steel Structure Paint Work | AA | Shelter/Building | 054 | Touch up |  | 0 |  | 0 | [12 empty] | 0 | 0 | 0 | 0 | Material: ( ) | 0 | 0 | 0 | 0 | M2 | M2 | S41AA054 | S41AA054-00001
S42AA055-00001 | SS | S42 | Steel Structure Coating Work | AA | Shelter/Building | 055 | Hot-Dip Galvanizing w/ Surface Preparation |  | 0 |  | 0 | [12 empty] | 0 | 0 | 0 | 0 | Material: ( ) | 0 | 0 | 0 | 0 | M2 | M2 | S42AA055 | S42AA055-00001
S43AA061-00001 | SS | S43 | Anchor Bolt Work | AA | Shelter/Building | 061 | Anchor Bolt (Material Supply) |  | 0 | 01 | M12 | [12 empty] | 0 | 0 | 0 | 0 | 0 | 0 | 0 | 0 | 0 | EA | EA | S43AA061 | S43AA061-00001
S43AA061-00002 | SS | S43 | Anchor Bolt Work | AA | Shelter/Building | 061 | Anchor Bolt (Material Supply) |  | 0 | 02 | M16 | [12 empty] | 0 | 0 | 0 | 0 | 0 | 0 | 0 | 0 | 0 | EA | EA | S43AA061 | S43AA061-00002
S43AA061-00003 | SS | S43 | Anchor Bolt Work | AA | Shelter/Building | 061 | Anchor Bolt (Material Supply) |  | 0 | 03 | M20 | [12 empty] | 0 | 0 | 0 | 0 | 0 | 0 | 0 | 0 | 0 | EA | EA | S43AA061 | S43AA061-00003
S43AA061-00004 | SS | S43 | Anchor Bolt Work | AA | Shelter/Building | 061 | Anchor Bolt (Material Supply) |  | 0 | 04 | M22 | [12 empty] | 0 | 0 | 0 | 0 | 0 | 0 | 0 | 0 | 0 | EA | EA | S43AA061 | S43AA061-00004
S43AA061-00005 | SS | S43 | Anchor Bolt Work | AA | Shelter/Building | 061 | Anchor Bolt (Material Supply) |  | 0 | 05 | M24 | [12 empty] | 0 | 0 | 0 | 0 | 0 | 0 | 0 | 0 | 0 | EA | EA | S43AA061 | S43AA061-00005
S43AA061-00006 | SS | S43 | Anchor Bolt Work | AA | Shelter/Building | 061 | Anchor Bolt (Material Supply) |  | 0 | 17 | M27 | [12 empty] | 0 | 0 | 0 | 0 | 0 | 0 | 0 | 0 | 0 | EA | EA | S43AA061 | S43AA061-00006
S43AA061-00007 | SS | S43 | Anchor Bolt Work | AA | Shelter/Building | 061 | Anchor Bolt (Material Supply) |  | 0 | 06 | M30 | [12 empty] | 0 | 0 | 0 | 0 | 0 | 0 | 0 | 0 | 0 | EA | EA | S43AA061 | S43AA061-00007
S43AA061-00008 | SS | S43 | Anchor Bolt Work | AA | Shelter/Building | 061 | Anchor Bolt (Material Supply) |  | 0 | 07 | M33 | [12 empty] | 0 | 0 | 0 | 0 | 0 | 0 | 0 | 0 | 0 | EA | EA | S43AA061 | S43AA061-00008
S43AA061-00009 | SS | S43 | Anchor Bolt Work | AA | Shelter/Building | 061 | Anchor Bolt (Material Supply) |  | 0 | 08 | M36 | [12 empty] | 0 | 0 | 0 | 0 | 0 | 0 | 0 | 0 | 0 | EA | EA | S43AA061 | S43AA061-00009
S43AA061-00010 | SS | S43 | Anchor Bolt Work | AA | Shelter/Building | 061 | Anchor Bolt (Material Supply) |  | 0 | 09 | M42 | [12 empty] | 0 | 0 | 0 | 0 | 0 | 0 | 0 | 0 | 0 | EA | EA | S43AA061 | S43AA061-00010
S43AA061-00011 | SS | S43 | Anchor Bolt Work | AA | Shelter/Building | 061 | Anchor Bolt (Material Supply) |  | 0 | 10 | M48 | [12 empty] | 0 | 0 | 0 | 0 | 0 | 0 | 0 | 0 | 0 | EA | EA | S43AA061 | S43AA061-00011
S43AA061-00012 | SS | S43 | Anchor Bolt Work | AA | Shelter/Building | 061 | Anchor Bolt (Material Supply) |  | 0 | 11 | M52 | [12 empty] | 0 | 0 | 0 | 0 | 0 | 0 | 0 | 0 | 0 | EA | EA | S43AA061 | S43AA061-00012
S43AA061-00013 | SS | S43 | Anchor Bolt Work | AA | Shelter/Building | 061 | Anchor Bolt (Material Supply) |  | 0 | 12 | M56 | [12 empty] | 0 | 0 | 0 | 0 | 0 | 0 | 0 | 0 | 0 | EA | EA | S43AA061 | S43AA061-00013
S43AA061-00014 | SS | S43 | Anchor Bolt Work | AA | Shelter/Building | 061 | Anchor Bolt (Material Supply) |  | 0 | 13 | M64 | [12 empty] | 0 | 0 | 0 | 0 | 0 | 0 | 0 | 0 | 0 | EA | EA | S43AA061 | S43AA061-00014
S43AA061-00015 | SS | S43 | Anchor Bolt Work | AA | Shelter/Building | 061 | Anchor Bolt (Material Supply) |  | 0 | 14 | M72 | [12 empty] | 0 | 0 | 0 | 0 | 0 | 0 | 0 | 0 | 0 | EA | EA | S43AA061 | S43AA061-00015
S43AA061-00016 | SS | S43 | Anchor Bolt Work | AA | Shelter/Building | 061 | Anchor Bolt (Material Supply) |  | 0 | 15 | M76 | [12 empty] | 0 | 0 | 0 | 0 | 0 | 0 | 0 | 0 | 0 | EA | EA | S43AA061 | S43AA061-00016
S43AA061-00017 | SS | S43 | Anchor Bolt Work | AA | Shelter/Building | 061 | Anchor Bolt (Material Supply) |  | 0 | 16 | Over M76 | [12 empty] | 0 | 0 | 0 | 0 | 0 | 0 | 0 | 0 | 0 | EA | EA | S43AA061 | S43AA061-00017
S43AA062-00001 | SS | S43 | Anchor Bolt Work | AA | Shelter/Building | 062 | Setting Bolt |  | 0 | 01 | M12 | [12 empty] | 0 | 0 | 0 | 0 | 0 | 0 | 0 | 0 | 0 | EA | EA | S43AA062 | S43AA062-00001
S43AA062-00002 | SS | S43 | Anchor Bolt Work | AA | Shelter/Building | 062 | Setting Bolt |  | 0 | 02 | M16 | [12 empty] | 0 | 0 | 0 | 0 | 0 | 0 | 0 | 0 | 0 | EA | EA | S43AA062 | S43AA062-00002
S43AA062-00003 | SS | S43 | Anchor Bolt Work | AA | Shelter/Building | 062 | Setting Bolt |  | 0 | 03 | M20 | [12 empty] | 0 | 0 | 0 | 0 | 0 | 0 | 0 | 0 | 0 | EA | EA | S43AA062 | S43AA062-00003
S43AA062-00004 | SS | S43 | Anchor Bolt Work | AA | Shelter/Building | 062 | Setting Bolt |  | 0 | 04 | M22 | [12 empty] | 0 | 0 | 0 | 0 | 0 | 0 | 0 | 0 | 0 | EA | EA | S43AA062 | S43AA062-00004
S43AA062-00005 | SS | S43 | Anchor Bolt Work | AA | Shelter/Building | 062 | Setting Bolt |  | 0 | 05 | M24 | [12 empty] | 0 | 0 | 0 | 0 | 0 | 0 | 0 | 0 | 0 | EA | EA | S43AA062 | S43AA062-00005
S43AA062-00006 | SS | S43 | Anchor Bolt Work | AA | Shelter/Building | 062 | Setting Bolt |  | 0 | 17 | M27 | [12 empty] | 0 | 0 | 0 | 0 | 0 | 0 | 0 | 0 | 0 | EA | EA | S43AA062 | S43AA062-00006
S43AA062-00007 | SS | S43 | Anchor Bolt Work | AA | Shelter/Building | 062 | Setting Bolt |  | 0 | 06 | M30 | [12 empty] | 0 | 0 | 0 | 0 | 0 | 0 | 0 | 0 | 0 | EA | EA | S43AA062 | S43AA062-00007
S43AA062-00008 | SS | S43 | Anchor Bolt Work | AA | Shelter/Building | 062 | Setting Bolt |  | 0 | 07 | M33 | [12 empty] | 0 | 0 | 0 | 0 | 0 | 0 | 0 | 0 | 0 | EA | EA | S43AA062 | S43AA062-00008
S43AA062-00009 | SS | S43 | Anchor Bolt Work | AA | Shelter/Building | 062 | Setting Bolt |  | 0 | 08 | M36 | [12 empty] | 0 | 0 | 0 | 0 | 0 | 0 | 0 | 0 | 0 | EA | EA | S43AA062 | S43AA062-00009
S43AA062-00010 | SS | S43 | Anchor Bolt Work | AA | Shelter/Building | 062 | Setting Bolt |  | 0 | 09 | M42 | [12 empty] | 0 | 0 | 0 | 0 | 0 | 0 | 0 | 0 | 0 | EA | EA | S43AA062 | S43AA062-00010
S43AA062-00011 | SS | S43 | Anchor Bolt Work | AA | Shelter/Building | 062 | Setting Bolt |  | 0 | 10 | M48 | [12 empty] | 0 | 0 | 0 | 0 | 0 | 0 | 0 | 0 | 0 | EA | EA | S43AA062 | S43AA062-00011
S43AA062-00012 | SS | S43 | Anchor Bolt Work | AA | Shelter/Building | 062 | Setting Bolt |  | 0 | 11 | M52 | [12 empty] | 0 | 0 | 0 | 0 | 0 | 0 | 0 | 0 | 0 | EA | EA | S43AA062 | S43AA062-00012
S43AA062-00013 | SS | S43 | Anchor Bolt Work | AA | Shelter/Building | 062 | Setting Bolt |  | 0 | 12 | M56 | [12 empty] | 0 | 0 | 0 | 0 | 0 | 0 | 0 | 0 | 0 | EA | EA | S43AA062 | S43AA062-00013
S43AA062-00014 | SS | S43 | Anchor Bolt Work | AA | Shelter/Building | 062 | Setting Bolt |  | 0 | 13 | M64 | [12 empty] | 0 | 0 | 0 | 0 | 0 | 0 | 0 | 0 | 0 | EA | EA | S43AA062 | S43AA062-00014
S43AA062-00015 | SS | S43 | Anchor Bolt Work | AA | Shelter/Building | 062 | Setting Bolt |  | 0 | 14 | M72 | [12 empty] | 0 | 0 | 0 | 0 | 0 | 0 | 0 | 0 | 0 | EA | EA | S43AA062 | S43AA062-00015
S43AA062-00016 | SS | S43 | Anchor Bolt Work | AA | Shelter/Building | 062 | Setting Bolt |  | 0 | 15 | M76 | [12 empty] | 0 | 0 | 0 | 0 | 0 | 0 | 0 | 0 | 0 | EA | EA | S43AA062 | S43AA062-00016
S43AA062-00017 | SS | S43 | Anchor Bolt Work | AA | Shelter/Building | 062 | Setting Bolt |  | 0 | 16 | Over M76 | [12 empty] | 0 | 0 | 0 | 0 | 0 | 0 | 0 | 0 | 0 | EA | EA | S43AA062 | S43AA062-00017
F01AA000-00001 | FP | F01 | Building/Shelter Fire Proofing Work | AA | Dense Concrete | 000 | - | 01 | 0.5 hr. rating (UL 1709) | [13 empty] | BOQ Specifications B01: Material: ( ); BOQ Specifications B02: THK=( )mm; UoM UoM1: M3; UoM UoM2: M3 | F01AA000 | F01AA000-00001
F01AA000-00002 | FP | F01 | Building/Shelter Fire Proofing Work | AA | Dense Concrete | 000 | - | 02 | 1 hr. rating (UL 1709) | [13 empty] | BOQ Specifications B01: Material: ( ); BOQ Specifications B02: THK=( )mm; UoM UoM1: M3; UoM UoM2: M3 | F01AA000 | F01AA000-00002
F01AA000-00003 | FP | F01 | Building/Shelter Fire Proofing Work | AA | Dense Concrete | 000 | - | 03 | 1.5 hr. rating (UL 1709) | [13 empty] | BOQ Specifications B01: Material: ( ); BOQ Specifications B02: THK=( )mm; UoM UoM1: M3; UoM UoM2: M3 | F01AA000 | F01AA000-00003
F01AA000-00004 | FP | F01 | Building/Shelter Fire Proofing Work | AA | Dense Concrete | 000 | - | 04 | 2 hr. rating (UL 1709) | [13 empty] | BOQ Specifications B01: Material: ( ); BOQ Specifications B02: THK=( )mm; UoM UoM1: M3; UoM UoM2: M3 | F01AA000 | F01AA000-00004
F01AA000-00005 | FP | F01 | Building/Shelter Fire Proofing Work | AA | Dense Concrete | 000 | - | 05 | 2.5 hr. rating (UL 1709) | [13 empty] | BOQ Specifications B01: Material: ( ); BOQ Specifications B02: THK=( )mm; UoM UoM1: M3; UoM UoM2: M3 | F01AA000 | F01AA000-00005
F01AA000-00006 | FP | F01 | Building/Shelter Fire Proofing Work | AA | Dense Concrete | 000 | - | 06 | 3 hr. rating (UL 1709) | [13 empty] | BOQ Specifications B01: Material: ( ); BOQ Specifications B02: THK=( )mm; UoM UoM1: M3; UoM UoM2: M3 | F01AA000 | F01AA000-00006
F01AA000-00007 | FP | F01 | Building/Shelter Fire Proofing Work | AA | Dense Concrete | 000 | - | 07 | 3.5 hr. rating (UL 1709) | [13 empty] | BOQ Specifications B01: Material: ( ); BOQ Specifications B02: THK=( )mm; UoM UoM1: M3; UoM UoM2: M3 | F01AA000 | F01AA000-00007
F01AA000-00008 | FP | F01 | Building/Shelter Fire Proofing Work | AA | Dense Concrete | 000 | - | 08 | 4 hr. rating (UL 1709) | [13 empty] | BOQ Specifications B01: Material: ( ); BOQ Specifications B02: THK=( )mm; UoM UoM1: M3; UoM UoM2: M3 | F01AA000 | F01AA000-00008
F01AA000-00009 | FP | F01 | Building/Shelter Fire Proofing Work | AA | Dense Concrete | 000 | - | 09 | Others (UL1709 rating) | [13 empty] | BOQ Specifications B01: Material: ( ); BOQ Specifications B02: THK=( )mm; UoM UoM1: M3; UoM UoM2: M3 | F01AA000 | F01AA000-00009
F01AB000-00001 | FP | F01 | Building/Shelter Fire Proofing Work | AB | Lightweight Cementitious | 000 | - | 01 | 0.5 hr. rating (UL 1709) | [13 empty] | BOQ Specifications B01: Material: ( ); BOQ Specifications B02: THK=( )mm; UoM UoM1: M2; UoM UoM2: M2 | F01AB000 | F01AB000-00001
F01AB000-00002 | FP | F01 | Building/Shelter Fire Proofing Work | AB | Lightweight Cementitious | 000 | - | 02 | 1 hr. rating (UL 1709) | [13 empty] | BOQ Specifications B01: Material: ( ); BOQ Specifications B02: THK=( )mm; UoM UoM1: M2; UoM UoM2: M2 | F01AB000 | F01AB000-00002
F01AB000-00003 | FP | F01 | Building/Shelter Fire Proofing Work | AB | Lightweight Cementitious | 000 | - | 03 | 1.5 hr. rating (UL 1709) | [13 empty] | BOQ Specifications B01: Material: ( ); BOQ Specifications B02: THK=( )mm; UoM UoM1: M2; UoM UoM2: M2 | F01AB000 | F01AB000-00003
F01AB000-00004 | FP | F01 | Building/Shelter Fire Proofing Work | AB | Lightweight Cementitious | 000 | - | 04 | 2 hr. rating (UL 1709) | [13 empty] | BOQ Specifications B01: Material: ( ); BOQ Specifications B02: THK=( )mm; UoM UoM1: M2; UoM UoM2: M2 | F01AB000 | F01AB000-00004
F01AB000-00005 | FP | F01 | Building/Shelter Fire Proofing Work | AB | Lightweight Cementitious | 000 | - | 05 | 2.5 hr. rating (UL 1709) | [13 empty] | BOQ Specifications B01: Material: ( ); BOQ Specifications B02: THK=( )mm; UoM UoM1: M2; UoM UoM2: M2 | F01AB000 | F01AB000-00005
F01AB000-00006 | FP | F01 | Building/Shelter Fire Proofing Work | AB | Lightweight Cementitious | 000 | - | 06 | 3 hr. rating (UL 1709) | [13 empty] | BOQ Specifications B01: Material: ( ); BOQ Specifications B02: THK=( )mm; UoM UoM1: M2; UoM UoM2: M2 | F01AB000 | F01AB000-00006
F01AB000-00007 | FP | F01 | Building/Shelter Fire Proofing Work | AB | Lightweight Cementitious | 000 | - | 07 | 3.5 hr. rating (UL 1709) | [13 empty] | BOQ Specifications B01: Material: ( ); BOQ Specifications B02: THK=( )mm; UoM UoM1: M2; UoM UoM2: M2 | F01AB000 | F01AB000-00007
F01AB000-00008 | FP | F01 | Building/Shelter Fire Proofing Work | AB | Lightweight Cementitious | 000 | - | 08 | 4 hr. rating (UL 1709) | [13 empty] | BOQ Specifications B01: Material: ( ); BOQ Specifications B02: THK=( )mm; UoM UoM1: M2; UoM UoM2: M2 | F01AB000 | F01AB000-00008
F01AB000-00009 | FP | F01 | Building/Shelter Fire Proofing Work | AB | Lightweight Cementitious | 000 | - | 09 | Others (UL1709 rating) | [13 empty] | BOQ Specifications B01: Material: ( ); BOQ Specifications B02: THK=( )mm; UoM UoM1: M2; UoM UoM2: M2 | F01AB000 | F01AB000-00009
F01AC000-00001 | FP | F01 | Building/Shelter Fire Proofing Work | AC | Intumescent Coating Type | 000 | - | 01 | 0.5 hr. rating (UL 1709) | [13 empty] | BOQ Specifications B01: Material: ( ); BOQ Specifications B02: DFT=( )㎛; UoM UoM1: M2; UoM UoM2: M2 | F01AC000 | F01AC000-00001
F01AC000-00002 | FP | F01 | Building/Shelter Fire Proofing Work | AC | Intumescent Coating Type | 000 | - | 02 | 1 hr. rating (UL 1709) | [13 empty] | BOQ Specifications B01: Material: ( ); BOQ Specifications B02: DFT=( )㎛; UoM UoM1: M2; UoM UoM2: M2 | F01AC000 | F01AC000-00002
F01AC000-00003 | FP | F01 | Building/Shelter Fire Proofing Work | AC | Intumescent Coating Type | 000 | - | 03 | 1.5 hr. rating (UL 1709) | [13 empty] | BOQ Specifications B01: Material: ( ); BOQ Specifications B02: DFT=( )㎛; UoM UoM1: M2; UoM UoM2: M2 | F01AC000 | F01AC000-00003
F01AC000-00004 | FP | F01 | Building/Shelter Fire Proofing Work | AC | Intumescent Coating Type | 000 | - | 04 | 2 hr. rating (UL 1709) | [13 empty] | BOQ Specifications B01: Material: ( ); BOQ Specifications B02: DFT=( )㎛; UoM UoM1: M2; UoM UoM2: M2 | F01AC000 | F01AC000-00004
F01AC000-00005 | FP | F01 | Building/Shelter Fire Proofing Work | AC | Intumescent Coating Type | 000 | - | 05 | 2.5 hr. rating (UL 1709) | [13 empty] | BOQ Specifications B01: Material: ( ); BOQ Specifications B02: DFT=( )㎛; UoM UoM1: M2; UoM UoM2: M2 | F01AC000 | F01AC000-00005
F01AC000-00006 | FP | F01 | Building/Shelter Fire Proofing Work | AC | Intumescent Coating Type | 000 | - | 06 | 3 hr. rating (UL 1709) | [13 empty] | BOQ Specifications B01: Material: ( ); BOQ Specifications B02: DFT=( )㎛; UoM UoM1: M2; UoM UoM2: M2 | F01AC000 | F01AC000-00006
F01AC000-00007 | FP | F01 | Building/Shelter Fire Proofing Work | AC | Intumescent Coating Type | 000 | - | 07 | 3.5 hr. rating (UL 1709) | [13 empty] | BOQ Specifications B01: Material: ( ); BOQ Specifications B02: DFT=( )㎛; UoM UoM1: M2; UoM UoM2: M2 | F01AC000 | F01AC000-00007
F01AC000-00008 | FP | F01 | Building/Shelter Fire Proofing Work | AC | Intumescent Coating Type | 000 | - | 08 | 4 hr. rating (UL 1709) | [13 empty] | BOQ Specifications B01: Material: ( ); BOQ Specifications B02: DFT=( )㎛; UoM UoM1: M2; UoM UoM2: M2 | F01AC000 | F01AC000-00008
F01AC000-00009 | FP | F01 | Building/Shelter Fire Proofing Work | AC | Intumescent Coating Type | 000 | - | 10 | 0.5 hr. rating (UL 263) | [13 empty] | BOQ Specifications B01: Material: ( ); BOQ Specifications B02: DFT=( )㎛; UoM UoM1: M2; UoM UoM2: M2 | F01AC000 | F01AC000-00009
F01AC000-00010 | FP | F01 | Building/Shelter Fire Proofing Work | AC | Intumescent Coating Type | 000 | - | 11 | 1 hr. rating (UL 263) | [13 empty] | BOQ Specifications B01: Material: ( ); BOQ Specifications B02: DFT=( )㎛; UoM UoM1: M2; UoM UoM2: M2 | F01AC000 | F01AC000-00010
F01AC000-00011 | FP | F01 | Building/Shelter Fire Proofing Work | AC | Intumescent Coating Type | 000 | - | 12 | 1.5 hr. rating (UL 263) | [13 empty] | BOQ Specifications B01: Material: ( ); BOQ Specifications B02: DFT=( )㎛; UoM UoM1: M2; UoM UoM2: M2 | F01AC000 | F01AC000-00011
F01AC000-00012 | FP | F01 | Building/Shelter Fire Proofing Work | AC | Intumescent Coating Type | 000 | - | 13 | 2 hr. rating (UL 263) | [13 empty] | BOQ Specifications B01: Material: ( ); BOQ Specifications B02: DFT=( )㎛; UoM UoM1: M2; UoM UoM2: M2 | F01AC000 | F01AC000-00012
F01AC000-00013 | FP | F01 | Building/Shelter Fire Proofing Work | AC | Intumescent Coating Type | 000 | - | 14 | 2.5 hr. rating (UL 263) | [13 empty] | BOQ Specifications B01: Material: ( ); BOQ Specifications B02: DFT=( )㎛; UoM UoM1: M2; UoM UoM2: M2 | F01AC000 | F01AC000-00013
F01AC000-00014 | FP | F01 | Building/Shelter Fire Proofing Work | AC | Intumescent Coating Type | 000 | - | 15 | 3 hr. rating (UL 263) | [13 empty] | BOQ Specifications B01: Material: ( ); BOQ Specifications B02: DFT=( )㎛; UoM UoM1: M2; UoM UoM2: M2 | F01AC000 | F01AC000-00014
F01AC000-00015 | FP | F01 | Building/Shelter Fire Proofing Work | AC | Intumescent Coating Type | 000 | - | 16 | 3.5 hr. rating (UL 263) | [13 empty] | BOQ Specifications B01: Material: ( ); BOQ Specifications B02: DFT=( )㎛; UoM UoM1: M2; UoM UoM2: M2 | F01AC000 | F01AC000-00015
F01AC000-00016 | FP | F01 | Building/Shelter Fire Proofing Work | AC | Intumescent Coating Type | 000 | - | 17 | 4 hr. rating (UL 263) | [13 empty] | BOQ Specifications B01: Material: ( ); BOQ Specifications B02: DFT=( )㎛; UoM UoM1: M2; UoM UoM2: M2 | F01AC000 | F01AC000-00016
F01AC000-00017 | FP | F01 | Building/Shelter Fire Proofing Work | AC | Intumescent Coating Type | 000 | - | 18 | Others (UL263 rating) | [13 empty] | BOQ Specifications B01: Material: ( ); BOQ Specifications B02: DFT=( )㎛; UoM UoM1: M2; UoM UoM2: M2 | F01AC000 | F01AC000-00017
F01AC000-00018 | FP | F01 | Building/Shelter Fire Proofing Work | AC | Intumescent Coating Type | 000 | - | 09 | Others (UL1709 rating) | [13 empty] | BOQ Specifications B01: Material: ( ); BOQ Specifications B02: DFT=( )㎛; UoM UoM1: M2; UoM UoM2: M2 | F01AC000 | F01AC000-00018
F01AD000-00001 | FP | F01 | Building/Shelter Fire Proofing Work | AD | Top Coat for Cementitious Fire Proofing | 000 | - |  | 0 | [13 empty] | BOQ Specifications B01: Material: ( ); BOQ Specifications B02: DFT=( )㎛; UoM UoM1: M2; UoM UoM2: M2 | F01AD000 | F01AD000-00001
F01AF000-00001 | FP | F01 | Building/Shelter Fire Proofing Work | AF | Cryogenic (Cold protection) | 000 | - |  | 0 | [13 empty] | BOQ Specifications B01: Material: ( ); BOQ Specifications B02: DFT=( )㎛; UoM UoM1: M2; UoM UoM2: M2 | F01AF000 | F01AF000-00001
F01AM000-00001 | FP | F01 | Building/Shelter Fire Proofing Work | AM | Top Coat for Dense Concrete Fire Proofing | 000 | - |  | 0 | [13 empty] | BOQ Specifications B01: Material: ( ); BOQ Specifications B02: DFT=( )㎛; UoM UoM1: M2; UoM UoM2: M2 | F01AM000 | F01AM000-00001
F01AP000-00001 | FP | F01 | Building/Shelter Fire Proofing Work | AP | Top Coat for Cryogenic (Cold protection) Fire Proofing | 000 | - |  | 0 | [13 empty] | BOQ Specifications B01: Material: ( ); BOQ Specifications B02: DFT=( )㎛; UoM UoM1: M2; UoM UoM2: M2 | F01AP000 | F01AP000-00001
F01AQ000-00001 | FP | F01 | Building/Shelter Fire Proofing Work | AQ | Top Coat for Intumescent Fire Proofing | 000 | - |  | 0 | [13 empty] | BOQ Specifications B01: Material: ( ); BOQ Specifications B02: DFT=( )㎛; UoM UoM1: M2; UoM UoM2: M2 | F01AQ000 | F01AQ000-00001
F01AR000-00001 | FP | F01 | Building/Shelter Fire Proofing Work | AR | Intermediate and top Coat for Intumescent Fire Proofing | 000 | - |  | 0 | [13 empty] | BOQ Specifications B01: Material: ( ); BOQ Specifications B02: DFT=( )㎛; UoM UoM1: M2; UoM UoM2: M2 | F01AR000 | F01AR000-00001