## Rev.1_Seq.3_Base
PROJECT : Anma Offshore Wind Power Plant in Korea
SUBJECT : BUILDING WORK (EPCB0000) |  |  |  | REV.1_Seq.3(2022-02-17)
NO. | STANDARD CODE | ITEM | DESCRIPTION | UNIT | UNIT PRICE | TOTAL |  | 1.154kV/66 kV GIS Building (죽도 Island) |  | 2. Monitoring & GIS Control Building (죽도 Island) |  | 3. Monitoring House (Yeonggwang-gun) |  | 4.154kV Switching Station (Yeonggwang-gun) |  | 5. Warehouse (Yeonggwang-gun) |  | 6. Warehouse (죽도 Island) |  | REMARKS
[6 empty] | Q'ty | Price | Q'ty | Price | Q'ty | Price | Q'ty | Price | Q'ty | Price | Q'ty | Price | Q'ty | Price
|  | Q'ty (Building or Shelter) | [5 empty] | 1 |  | 1 |  | 1 |  | 1 |  | 1 |  | 1
|  | STRUCTURE | [5 empty] | RC |  | RC |  | RC |  | RC |  | ST |  | ST
1 | EPCBA000 | TEMPORARY WORK | [5 empty] | 0 |  | 0 |  | 0 |  | 0 |  | 0 |  | 0 |  | 0
1.1 | EPCBA0000010 | SYSTEM SUPPORT WORK |  | M3 | 0 | 0 | [9 empty] | 0 |  | 0 |  | 0
1.2 | EPCBA0000020 | OTHERS(TEMPORARY WORK) |  | LOT | 0 | 0 | [9 empty] | 0 |  | 0 |  | 0
Sub Total | [5 empty] | 0 | 0 | 0 |  | 0 |  | 0 |  | 0 |  | 0 |  | 0 |  | 0
2 | EPCBB000 | EARTH WORK |  |  |  | 0 |  | 0 |  | 0 |  | 0 |  | 0 |  | 0 |  | 0 |  | 0
2.1 | EPCBB000 | EXCAVATION |  |  |  | 0 | 0
2.1.1 | EPCBB0000010 | COMMON SOIL EXCAVATION | COMMON SOIL | M3 |  | 5958.611 |  | 2306.47 |  | 618.67 |  | 746.64 |  | 2013 |  | 162.756 |  | 111.075
2.1.2 | EPCBB0000011 | ROCK EXCAVATION | ROCK | M3 |  | 0 |  |  |  | 0 |  | 0
2.2 | EPCBB0000020 | BACK FILLING |  |  |  | 0
2.2.1 | EPCBB0000021 | SELECTED SOIL BACK FILLING | SELECTED SOIL | M3 |  | 0
2.2.2 | EPCBB0000022 | BACK FILLING | IMPORTED SOIL | M3 |  | 1712.26 |  | 559.84 |  | 279.54 |  | 195.2 |  | 483 |  | 117.64 |  | 77.04
2.3 | EPCBB0000030 | DISPOSAL |  | M3 |  | 4246.361 | 0 | 1746.63 |  | 339.13 |  | 551.45 |  | 1530 |  | 45.116 |  | 34.035
2.4 | EPCBB0000040 | CRUSH STONE W/ SAND FILL | THK. VAR | M3 |  | 0 | 0 |  |  | 0 |  | 0 |  |  |  | 0
2.4.1 | EPCBB0000041 | CRUSH STONE | THK.=100~300 mm | M3 |  | 0 | 0 | 0 |  | 0 |  | 0 |  | 0 |  | 0 |  | 0
2.5 | EPCBB0000050 | OTHERS(EARTH WORK) |  | LOT |  | 0 | 0 | 0 |  | 0 |  | 0 |  | 0 |  | 0 |  | 0
Sub Total | [5 empty] | 0 | 0 | 0 |  | 0 |  | 0 |  | 0
3 | EPCBC000 | REINFORCED CONCRETE WORK |  |  |  | 0 |  | 0 |  | 0 |  | 0 |  | 0
3.1 | EPCBCA00 | REINF. CONCRETE WORK |  |  |  | 0 |  | 0 |  | 0 |  | 0 |  | 0
3.1.1 | EPCBCA000010 | LEAN CONCRETE | f'c=18MPa(cyliner) | M3 |  | 508.239 | 0 | 169.72 |  | 63.08 |  | 97.4 |  | 148.5 |  | 19.396 |  | 10.143
3.1.2 | EPCBCA000020 | REINF. CONCRETE WORK(ABOVE) | f'c=24 MPa(cyliner) | M3 |  | 2612.9 | 0 | 1046.89 |  | 223.38 |  | 405.76 |  | 936.87 |  | 0
3.1.2.1 | EPCBCA000021 | REINF. CONCRETE WORK(UNDER) | f'c=24 MPa(cyliner) | M3 |  | 2289.5492 | 0 | 1041.86 |  | 109.88 |  | 107.04 |  | 933.13 |  | 63.1992 |  | 34.44
3.1.5 | EPCBCA000050 | CONCRETE TEMPERATURE MONITORING | FOR MASS CONC.(T=800MM OVER) & TG FDN | SET |  | 0 | 0
3.1.7 | EPCBCA000070 | LEAN CON'C(POURING ONLY) | POURING ONLY | M3 |  | 0 | 0 | 0 |  | 0 |  | 0 |  | 0
3.1.8 | EPCBCA000080 | CONCRETE(POURING ONLY) | POURING ONLY | M3 |  | 0 | 0 | 0 |  | 0 |  | 0 |  | 0
3.2 | EPCBCB00 | REBAR WORK |  |  |  | 0 |  | 0 |  | 0 |  | 0 |  | 0
3.2.1 | EPCBCB000010 | HIGH YIELD DEFORMED BAR WORK (EPOXY COATED) | ASTM A615 GRADE 60 (Fy=420MPa) OR EQUIVALENT | TON |  | 0 | 0 | 0 |  | 0 |  | 0 |  | 0
3.2.2 | EPCBCB000020 | HIGH YIELD DEFORMED BAR WORK (BLACK DEFORMED BARS) | KS D 3504 SD400 OR EQUIVALENT | TON |  | 722.0418 | 0 | 311.2237 |  | 49.6557 |  | 71.792 |  | 278.63 |  | 6.9519 |  | 3.7884
3.3 | EPCBCC00 | FORM WORK |  |  | 0 | 0 |  | 0 |  | 0 |  | 0 |  | 0
3.3.1 | EPCBCC000010 | FAIR FACED FORM | FOR EXPOSED TO VIEW | M2 |  | 12018.55 | 0 | 4700.75 |  | 1186.7 |  | 1923.6 |  | 4207.5
3.3.2 | EPCBCC000020 | NORMAL FACED FORM | FOR HIDDEN SURFACE | M2 |  | 3859.448 | 0 | 1588.2 |  | 403.2 |  | 244.08 |  | 1402.5 |  | 135.548 |  | 85.92
3.3.3 | EPCBCC000030 | SYSTEM FORM | FOR STG FOUNATION TOP TABLE | M2 |  | 0 | 0 |  |  | 0 |  | 0
3.3.4 | EPCBCC000040 | FAIR FACED ROUND FORM | FOR EXPOSED TO VIEW | M2 |  | 0 | 0 | 0 |  | 0 |  | 0 |  | 0
3.3.5 | EPCBCC000050 | NORMAL FACED ROUND FORM | FOR HIDDEN SURFACE | M2 |  | 0 |  | 0 |  | 0 |  | 0 |  | 0
3.4 | EPCBCD00 | OTHERS(REINFORCED CONCRETE WORK) |  |  |  | 0 |  | 0 |  | 0 |  | 0 |  | 0
3.4.1 | EPCBCD000010 | OTHERS(REINFORCED CONCRETE WORK) |  | LOT |  | 0 | 0 | 0 |  | 0 |  | 0 |  | 0
3.5 | EPCBD000 | PRECAST CONCRETE WORKS |  |  |  | 0 |  | 0 |  | 0 |  | 0 |  | 0
3.5.1 | EPCBD0000010 | PRECAST SINGLE TEE SLAB | THK. 450~600mm / 50, L=12m | M2 |  | 0 | 0 | 0 |  | 0 |  | 0 |  | 0
3.5.2 | EPCBD0000020 | PRECAST DOUBLE TEE SLAB | THK. 600~800mm / 100, L=12m | M2 |  | 0 | 0 | 0 |  | 0 |  | 0 |  | 0
3.5.2.1 | EPCBD0000021 | PRECAST DOUBLE TEE SLAB | SLAB THK. 50mm, L=10~26m | M2 |  | 0 | 0 | 0 |  | 0 |  | 0 |  | 0
3.5.2.2 | EPCBD0000022 | PRECAST HOLLOW CORE SLAB | THK. 200~380mm, L=5~16m | M2 |  | 0 | 0 | 0 |  | 0 |  | 0 |  | 0
3.5.3 | EPCBD0000030 | PRECAST CONC. COVER | FOR PIPE & CABLE TRENCH CONC. COVER | M2 |  | 0 | 0 | 0 |  | 0 |  | 0 |  | 0
3.5.3.1 | EPCBD0000031 | PRECAST CONC. COVER | THK.100 (SINGLE FABRIC) | M2 |  | 0 | 0 | 0 |  | 0 |  | 0 |  | 0
3.5.3.2 | EPCBD0000032 | PRECAST CONC. COVER | THK.150 (SINGLE FABRIC) | M2 |  | 0 | 0 | 0 |  | 0 |  | 0 |  | 0
3.5.3.3 | EPCBD0000033 | PRECAST CONC. COVER | THK.200 (DOUBLE FABRIC) | M2 |  | 0 | 0 | 0 |  | 0 |  | 0 |  | 0
3.5.3.4 | EPCBD0000034 | PRECAST CONC. COVER | THK.250 (DOUBLE FABRIC) | M2 |  | 0 | 0 | 0 |  | 0 |  | 0 |  | 0
3.5.4 | EPCBD0000040 | OTHERS(PRECAST CONCRETE WORKS) |  | LOT |  | 0 | 0 | 0 |  | 0 |  | 0 |  | 0
Sub Total | [5 empty] | 0 | 0 | 0 |  | 0 |  | 0 |  | 0
4 | EPCBE000 | STEEL STRUCTURE WORK |  |  |  | 0 |  | 0 |  | 0 |  | 0 |  | 0
4.1 | EPCBE0000010 | STRUCTURAL STEEL | ASTM A36 OR EQ |  |  | 0 | 0 | 0 |  | 0 |  | 0 |  | 0
4.1.1 | EPCBE0000011 | STRUCTURAL STEEL (OUTDOOR STEEL) | EN10025-2 S355JR OR EQ (Secondary) | TON |  | 0 | 0 | 0 |  | 0 |  | 0 |  | 0
4.1.2 | EPCBE0000012 | STRUCTURAL STEEL (OUTDOOR STEEL) | EN10025-2 S355JR OR EQ (Primary) | TON |  | 0 | 0
4.2 | EPCBE0000020 | STRUCTURAL STEEL | ASTM A572 OR EQ |  |  | 0 | 0 | 0 |  | 0 |  | 0 |  | 0
4.2.1 | EPCBE0000021 | STRUCTURAL STEEL (INDOOR STEEL) | KS D 3530 SSC275 OR EQ (For Purin & Girth) | TON |  | 8.4 | 0 | 0 |  | 0 |  | 0 |  | 0 |  | 5.17 |  | 3.23
4.2.2 | EPCBE0000022 | STRUCTURAL STEEL (INDOOR STEEL) | KS D 3515 SM355 OR EQ | TON |  | 55.082 | 0 | 19.404 |  | 0 |  | 0 |  | 13.288 |  | 14.3 |  | 8.09
4.2.3 | EPCBE0000023 | STRUCTURAL STEEL (STEEL PLATE) | API 2H Gr.50 | TON |  | 0 | 0 | 0 |  | 0 |  | 0 |  | 0
4.2.4 | EPCBE0000024 | STRUCTURAL STEEL (STEEL PIPE) | API 2H Gr.50 | TON |  | 0 | 0 | 0 |  | 0 |  | 0 |  | 0
4.2.5 | EPCBE0000025 | STRUCTURAL STEEL (INDOOR STEEL / BUILT-UP) | ASTM A572 GRADE50 OR EQ | TON |  | 0 | 0 | 0 |  | 0 |  | 0 |  | 0
4.3 | EPCBE0000030 | STRUCTURAL STEEL (INDOOR STEEL / PEB SYSTEM) | ASTM A572 GRADE50 OR EQ | TON |  | 0 | 0 | 0 |  | 0 |  | 0 |  | 0
4.4 | EPCBE0000040 | ANCHOR BOLT | KS B 1016 OR EQ | EA |  | 56 | 0 | 0 |  | 0 |  | 0 |  | 0 |  | 32 |  | 24
4.5 | EPCBE0000050 | NON-SHRINKAGE GROUT | f'c=58 MPa(cyliner) | M3 |  | 0.09237 | 0 | 0 |  | 0 |  | 0 |  | 0 |  | 0.05841 |  | 0.03396
4.6 | EPCBE0000060 | DECK PLATE |  |  |  | 0 | 0 | 0 |  | 0 |  | 0 |  | 0
4.6.1 | EPCBE0000061 | DECK PLATE | THK. 1.6mm, Galva. Steel | M2 |  | 0 | 0 | 0 |  | 0 |  | 0 |  | 0
4.6.2 | EPCBE0000062 | DECK PLATE | THK. 1.2mm, Galva. Steel | M2 |  | 0 | 0 | 0 |  | 0 |  | 0 |  | 0
4.7 | EPCBE0000070 | FIRE PROOFING COATING | 2.0 HOUR RESIST. | M2 |  | 0 | 0 | 0 |  | 0 |  | 0 |  | 0
4.8 | EPCBE0000080 | FIRE PROOFING COATING | 1.0 HOUR RESIST. | M2 |  | 0 | 0 | 0 |  | 0 |  | 0 |  | 0
4.9 | EPCBE0000090 | PERFORATED STEEL PLATE | THK.3mm | M2 |  | 0 | 0 | 0 |  | 0 |  | 0 |  | 0
4.9.1 | EPCBE0000090 | CORRUGATED STEEL PLATE | THK.8mm | M2 |  | 0 | 0 | 0 |  | 0 |  | 0 |  | 0
4.9.2 | EPCBE0000090 | CORRUGATED STEEL PLATE | THK.15mm | M2 |  | 0 | 0 | 0 |  | 0 |  | 0 |  | 0
4.10 | EPCBE0000100 | DOME STRUCTURE INCLUDING CLADDING |  | TON |  | 0 | 0 | 0 |  | 0 |  | 0 |  | 0
4.11 | EPCBE0000110 | STRUCTURAL STEEL(ERECTION ONLY) |  | TON |  | 0 | 0 | 0 |  | 0 |  | 0 |  | 0
4.12 | EPCBE0000120 | STRUCTURAL STEEL(PEB SYSTEM ERECTION ONLY) |  | TON |  | 0 | 0 | 0 |  | 0 |  | 0 |  | 0
Sub Total | [5 empty] | 0 | 0 | 0 |  | 0 |  | 0 |  | 0
5 | EPCBF000 | MASONRY WORK |  |  |  | 0 |  | 0 |  | 0 |  | 0 |  | 0
5.1 | EPCBF0000010 | INSULATION | PUR THERMAL INSULATION, THK.150mm | M2 |  | 3344 | 0 | 1440 |  | 287 |  | 378 |  | 1104 |  | 81 |  | 54
5.2 | EPCBF0000020 | T115 CLAY/CEMENT BRICK | - 0.5B | M2 |  | 3485.6 | 0 | 1483.2 |  | 311.6 |  | 410.4 |  | 1145.4 |  | 81 |  | 54
5.3 | EPCBF0000030 | T230 CLAY/CEMENT BRICK | - 1.0B | M2 |  | 5585.5 | 0 | 2410 |  | 626.5 |  | 910 |  | 1504 |  | 81 |  | 54
5.4 | EPCBF0000040 | 4" SAND-LIME BRICK | ASTM C55 | M2 |  | 0 | 0 |  |  | 0 |  | 0
5.5 | EPCBF0000050 | HOLLOW CONC. BLOCK |  | M2 |  | 0 | 0 | 0 |  | 0 |  | 0 |  | 0
5.6 | EPCBF0000060 | 8" HOLLOW CONC. BLOCK |  | M2 |  | 0 | 0 | 0 |  | 0 |  | 0 |  | 0 |  | 0 |  | 0
5.7 | EPCBF0000070 | 6" HOLLOW CONC. BLOCK |  | M2 |  | 0 | 0
5.8 | EPCBF0000080 | 4" HOLLOW CONC. BLOCK |  | M2 |  | 0 | 0
5.9 | EPCBF0000090 | 8" FAIR FACED CONC. BLOCK |  | M2 |  | 0 | 0 | 0 |  | 0 |  | 0 |  | 0
5.10 | EPCBF0000100 | 6" FAIR FACED CONC. BLOCK |  | M2 |  | 0 | 0 | 0 |  | 0 |  | 0 |  | 0
5.11 | EPCBF0000110 | 4" FAIR FACED CONC. BLOCK |  | M2 |  | 0 | 0 | 0 |  | 0 |  | 0 |  | 0
5.12 | EPCBF0000120 | CAVITY WALL W/INSULATION (8" BLOCK+ INSULATION+ 4"HOLLOW BLCOK or 4'' SAND-LIME BRICK) |  | M2 |  | 0 | 0 | 0 |  | 0 |  | 0 |  | 0
5.13 | EPCBF0000130 | CAVITY WALL W/INSULATION (4" BLOCK+ INSULATION+ 4"HOLLOW BLCOK or 4'' SAND-LIME BRICK) |  | M2 |  | 0 | 0 | 0 |  | 0 |  | 0 |  | 0
5.14 | EPCBF0000140 | 8" U-CONC. BLOCK |  | M2 |  | 0 | 0 | 0 |  | 0 |  | 0 |  | 0
5.15 | EPCBF0000150 | 6" U-CONC. BLOCK |  | M2 |  | 0 | 0 | 0 |  | 0 |  | 0 |  | 0
5.16 | EPCBF0000160 | 4" U-CONC. BLOCK |  | M2 |  | 0 | 0 | 0 |  | 0 |  | 0 |  | 0
5.18 | EPCBF0000180 | HOLLOW GLASS BLOCK |  | M2 |  | 0 | 0 |  |  | 0 |  | 0
5.19 | EPCBF0000190 | DAMP-PROOF COURSE |  | M |  | 562 | 0 | 144 |  | 82 |  | 108 |  | 138 |  | 54 |  | 36
5.20 | EPCBF0000200 | OTHERS(MASONRY WORK) |  | M2 |  | 0 | 0 |  |  | 0 |  | 0
Sub Total | [5 empty] | 0 | 0
6 | EPCBG000 | PLASTER WORK |  |  |  | 0
6.1 | EPCBG0000010 | BONDED CEMENT SCREED | THK. MIN. 40mm | M2 |  | 0 | 0 |  |  | 0 |  | 0
6.2 | EPCBG0000020 | EXTERIOR CEMENT PLASTER FOR WALL | THK. 18mm / 2 COATS (9+9)mm | M2 |  | 3209 | 0 | 1440 |  | 287 |  | 378 |  | 1104 |  | 0 |  | 0
6.3 | EPCBG0000030 | INTERIOR CEMENT PLASTER FOR WALL | THK. 18mm / 2 COATS (9+9)mm | M2 |  | 7513.5 | 0 | 3350 |  | 815.5 |  | 1309 |  | 1904 |  | 81 |  | 54
6.3.1 | EPCBG0000031 | INTERIOR CEMENT PLASTER FOR CEILING | THK. 9mm / 2 COATS (4.5+4.5)mm | M2 |  | 0 | 0 |  |  | 0 |  | 0
6.4 | EPCBG0000040 | STEEL TROWEL FINISH |  | M2 |  | 7177 | 0 | 2520 |  | 756 |  | 1458 |  | 2200 |  | 162 |  | 81
6.5 | EPCBG0000050 | OTHERS(PLASTER WORK) |  | LOT |  | 0 | 0 |  |  | 0 |  | 0
Sub Total | [5 empty] | 0 | 0
7 | EPCBH000 | PAINTING WORK |  |  |  | 0
7.1 | EPCBH0000010 | EMULSION PAINT (EXT.) | FOR EXT. WALL | M2 |  | 0 | 0 |  |  | 0 | [5 empty] | 0 |  | 0 | 0
7.2 | EPCBH0000020 | EMULSION PAINT (INT.) | FOR INT. WALL & CEILING | M2 |  | 10090.5 | 0 | 4610 |  | 807.5 |  | 1534 |  | 3004 |  | 81 |  | 54
7.3 | EPCBH0000030 | ACRYLIC PAINT (EXT.) | FOR EXT. WALL | M2 |  | 4418 | 0 | 1872 |  | 533 |  | 702 |  | 1311
7.4 | EPCBH0000040 | ACRYLIC PAINT (INT.) | FOR INT. WALL & CEILING | M2 |  | 0 | 0
7.5 | EPCBH0000050 | ACRYLIC PAINT (BASE) | H=100mm | M |  | 0 | 0
7.6 | EPCBH0000060 | ALKYD ENAMEL PAINT (INT.) | FOR INT. WALL & CEILING | M2 |  | 0 | 0 |  |  | 0 |  | 0
7.7 | EPCBH0000070 | EPOXY PAINT (FLOOR) | FOR INTERIOR FLOOR | M2 |  | 2829.5 | 0 | 1260 |  | 62 |  | 164.5 |  | 1100 |  | 162 |  | 81
7.7.1 | EPCBH0000071 | EPOXY PAINT (DUST PROOF) | FOR BENEATH OF FALSE FLOOR | M2 |  | 0 | 0 |  |  | 0 |  | 0
7.8 | EPCBH0000080 | EPOXY PAINT (EXT.) | FOR EXT. WALL | M2 |  | 0 | 0 |  |  | 0 |  | 0
7.9 | EPCBH0000090 | EPOXY PAINT (INT.) | FOR INT. WALL & CEILING | M2 |  | 0 | 0
7.10 | EPCBH0000100 | EPOXY PAINT (BASE) | H=100mm | M |  | 786 | 0 | 335 |  | 48 |  | 75 |  | 238 |  | 54 |  | 36
7.11 | EPCBH0000110 | ACID RESISTANT PAINT (FLOOR) | FOR INTERIOR FLOOR | M2 |  | 25 | 0 |  |  | 25
7.12 | EPCBH0000120 | ACID RESISTANT PAINT (INT.) | FOR INT. WALL & CEILING | M2 |  | 95 | 0 |  |  | 95
7.13 | EPCBH0000130 | CHEMICAL RESISTANT EPOXY PAINT (FLOOR) | FOR INTERIOR FLOOR | M2 |  | 0 | 0 |  |  | 0 |  | 0
7.14 | EPCBH0000140 | CHEMICAL RESISTANT EPOXY PAINT (INT.) | FOR INT. WALL & CEILING | M2 |  | 0 | 0 | 0 |  | 0 |  | 0 |  | 0
7.15 | EPCBH0000150 | COLORLESS WATER REPELLENT PAINT | FOR EXT. WALL (4"" SAND-LIME BRICK) | M2 |  | 0 | 0 | 0 |  | 0 |  | 0 |  | 0
7.16 | EPCBH0000160 | THK.5mm EPOXY SCREED & SEAL COAT (FLOOR) | FOR INTERIOR FLOOR | M2 |  | 0 | 0 | 0 |  | 0 |  | 0 |  | 0
7.17 | EPCBH0000170 | THK.3mm HEAVY DUTY SELF LEVELING EPOXY PAINT (FLOOR) | FOR INTERIOR FLOOR | M2 |  | 0 | 0 | 0 |  | 0 |  | 0 |  | 0
7.18 | EPCBH0000180 | TEXTURED PAINT (EXT.) | FOR EXT. WALL | M2 |  | 0 | 0 | 0 |  | 0 |  | 0 |  | 0
7.19 | EPCBH0000190 | CHEMICAL SURFACE HARDENER | FOR INTERIOR FLOOR | M2 |  | 0 | 0 | 0 |  | 0 |  | 0 |  | 0
7.20 | EPCBH0000200 | OTHERS(PAINTING WORK) |  | M2 |  | 0 | 0
Sub Total | [5 empty] | 0 | 0
8 | EPCBI000 | WATER PROOFING WORK |  |  |  | 0
8.1 | EPCBI0000010 | RIGID INSULATION FOR ROOF | FOR ROOF SLAB, THK. 150mm | M2 |  | 3467 | 0 | 1260 |  | 378 |  | 729 |  | 1100
8.2 | EPCBI0000020 | MEMBRANE WATERPROOFING | FOR ROOF SLAB & PARAPET WALL | M2 |  | 3813.7 | 0 | 1386 |  | 415.8 |  | 801.9 |  | 1210
8.3 | EPCBI0000030 | EPDM WATERROOFING MEMBRANE | FOR ROOF | M2 |  | 0 | 0 |  |  | 0 |  | 0
8.4 | EPCBI0000040 | CEMENTITIOUS WATERPROOFING | FOR FLOOR & WALL OF WET ROOM | M2 |  | 266 | 0 |  |  | 111 |  | 155
8.5 | EPCBI0000050 | P.E FILM (ROOF) | FOR ROOF, THK. 0.1mm, 2 LAYERS | M2 |  | 3467 | 0 | 1260 |  | 378 |  | 729 |  | 1100
8.6 | EPCBI0000060 | LIGHTWEIGHT CONCRETE ( ROOF ) | FOR ROOF, MIN.THK. 60 mm, 1/150 SLOPE | M2 |  | 3467 | 0 | 1260 |  | 378 |  | 729 |  | 1100
8.7 | EPCBI0000070 | CON'C ROOF TILE | FOR ROOF, 400x400xT40mm | M2 |  | 0 | 0 |  |  | 0 |  | 0
8.8 | EPCBI0000080 | ROOF AGGREGATE | FOR ROOF, WASHED AGGREGATE MAX. @ 19MM | M2 |  | 0 | 0 |  |  | 0 |  | 0
8.9 | EPCBI0000090 | UNDERGROUND BITUMEN EMULSION PAINT | 2 COAT | M2 |  | 5689.02 | 0 | 1890 |  | 470.1 |  | 1314.42 |  | 1650 |  | 243 |  | 121.5
8.10 | EPCBI0000100 | PVC WATERSTOP | W = 200, THK 5mm | M |  | 362 | 0 | 212 |  | 50 |  | 0 |  | 100
8.11 | EPCBI0000110 | HYDROPHILIC POLYMER RUBBER WATERSTOP |  | M |  | 0 | 0 | 0 |  | 0 |  | 0 |  | 0
8.12 | EPCBI0000120 | UNDERGROUND BITUMEN MEMBRANE |  | M2 |  | 911.4 | 0 | 536.4 |  | 125 |  | 0 |  | 250
8.13 | EPCBI0000130 | CEMENT SCREED FOR WATER PROOFING | THK. 25mm PROTECTION FOR BOTTOM | M2 |  | 0 | 0 |  |  | 0 |  | 0
8.14 | EPCBI0000140 | PROTECTION BOARD | FOR WALL & VERTICAL SIDE, THK. 6mm | M2 |  | 911.4 | 0 | 536.4 |  | 125 |  | 0 |  | 250
8.15 | EPCBI0000141 | VAPOUR BARRIER | FOR BELOW LEAN CON'C. THK.0.15mm, 2 LAYERS | M2 |  | 4081 | 0 | 1386 |  | 415.8 |  | 801.9 |  | 1210 |  | 178.2 |  | 89.1
8.16 | EPCBI0000150 | OTHERS(WATER PROOFING WORK) |  | LOT |  | 0 | 0 |  |  | 0 |  | 0
Sub Total | [5 empty] | 0 | 0
9 | EPCBJ000 | TILING & FLOORING WORK |  |  |  | 0
9.1 | EPCBJ0000010 | VINYL TILE | THK.3mm | M2 |  | 364.5 | 0 |  |  | 99 |  | 265.5
9.2 | EPCBJ0000020 | ANTI-STATIC PVC TILE | 400 x 400 x 3mm | M2 |  | 0 | 0
9.3 | EPCBJ0000030 | HEAVY DUTY P.V.C TILE | 400 x 400 x 3mm | M2 |  | 0 | 0
9.4 | EPCBJ0000040 | P.V.C SKIRTING | H100 x 2T | M |  | 309 | 0 |  |  | 89 |  | 220
9.5 | EPCBJ0000050 | ACCESS FLOOR SYSTEM | 600 x 600 H:300 | M2 |  | 0 | 0
9.6 | EPCBJ0000060 | ACCESS FLOOR SYSTEM | 600 x 600 H:600 | M2 |  | 334.5 | 0 |  |  | 156 |  | 178.5
9.7 | EPCBJ0000070 | ACCESS FLOOR SYSTEM | 900 x 900 H:900 | M2 |  | 0 | 0
9.8 | EPCBJ0000080 | ACCESS FLOOR SYSTEM | 1200 x 1200 H:1200 | M2 |  | 0 | 0
9.9 | EPCBJ0000090 | UNGLAZED NON-SLIP CERAMIC TILE | FOR FLOOR, THK. 10mm | M2 |  | 75.5 | 0 |  |  | 36 |  | 39.5
9.10 | EPCBJ0000100 | GLAZED CERAMIC TILE | FOR WALL, THK. 6mm | M2 |  | 322 | 0 |  |  | 147 |  | 175
9.11 | EPCBJ0000110 | ACID RESISTANT TILE | FOR FLOOR, THK. 300 x 300 x 16mm | M2 |  | 0 | 0
9.12 | EPCBJ0000120 | ACID RESISTANT TILE | FOR WALL, THK. 300 x 300 x 16mm | M2 |  | 0 | 0
9.13 | EPCBJ0000130 | TERRAZZO TILE | FOR FLOOR, THK. 30mm | M2 |  | 0 | 0
9.14 | EPCBJ0000140 | TERRAZZOSTAIR TREAD & RISER | THK. 30mm | M2 |  | 0 | 0
9.15 | EPCBJ0000150 | TERRAZZO SKIRTING | H100 x 20 mm | M |  | 0 | 0
9.16 | EPCBJ0000160 | GRANITE STAIR TREAD & RISER | THK. 20mm | M2 |  | 0 | 0 |  |  | 0 |  | 0
9.17 | EPCBJ0000170 | MARBLE STAIR TREAD & RISER | THK. 20mm | M2 |  | 0 | 0 |  |  | 0 |  | 0
9.18 | EPCBJ0000180 | GRANITE TILE FOR FLOOR | FOR FLOOR, THK. 30mm | M2 |  | 0 | 0 |  |  | 0 |  | 0
9.19 | EPCBJ0000190 | GRANITE TILE FOR WALL | FOR WALL, THK. 20mm | M2 |  | 0 | 0 |  |  | 0 |  | 0
9.20 | EPCBJ0000200 | MARBLE TILE FOR FLOOR | FOR FLOOR, THK. 30mm | M2 |  | 0 | 0 |  |  | 0 |  | 0
9.21 | EPCBJ0000210 | MARBLE TILE FOR WALL | FOR WALL, THK. 20mm | M2 |  | 0 | 0 |  |  | 0 |  | 0
9.22 | EPCBJ0000220 | GRANITE / MARBLE SILL | FOR WINDOW SILL OR DIVIDING STRIP, THK. 30mm | M |  | 0 | 0 |  |  | 0 |  | 0
9.23 | EPCBJ0000230 | MARBLE COUNTER | FOR GUARD HOUSE, THK. 50mm x 600mm | M |  | 0 | 0 |  |  | 0 |  | 0
9.24 | EPCBJ0000240 | CARPET TILE | THK. 7mm | M2 |  | 0 | 0 |  |  | 0 |  | 0
9.25 | EPCBJ0000250 | MOSAIC TILE | FOR EXTERIOR & INT. WALL | M2 |  | 0 | 0 |  |  | 0 |  | 0
9.26 | EPCBJ0000260 | WOODEN SKIRTING | H100 x 15 mm | M |  | 0 | 0 |  |  | 0 |  | 0
9.27 | EPCBJ0000270 | GRANITE SKIRT | H65*25mm | M |  | 0 | 0 |  |  | 0 |  | 0
Sub Total | [5 empty] | 0 | 0
10 | EPCBK000 | INTERIOR WORK |  |  |  | 0
10.1 | EPCBK0000010 | ACOUSTIC MINERAL BOARD CEILING | THK.15mm x 600 x 600mm or 300X1200mm | M2 |  | 781 | 0 |  |  | 298 |  | 483
10.2 | EPCBK0000020 | PVC STRIP CEILING | FOR TOILETS, SHOWERS CEILING | M2 |  | 42 | 0 |  |  | 20 |  | 22
10.3 | EPCBK0000030 | ALUMINIUM PANEL CEILING |  | M2 |  | 0 | 0
10.4 | EPCBK0000040 | ALUMINIUM LINEAR CEILING |  | M2 |  | 0 | 0
10.5 | EPCBK0000050 | SMC PANEL CEILING | SMC(SHEET MOULDING COMPOUND) | M2 |  | 0 | 0
10.6 | EPCBK0000060 | GYPSUM PLASTER BOARD PARTITION WALL (BOTH SIDE) | THK. 75mm | M2 |  | 0 | 0
10.7 | EPCBK0000070 | GYPSUM PLASTER BOARD PARTITION WALL (ONE SIDE) | THK. 63mm | M2 |  | 0 | 0
10.8 | EPCBK0000080 | GYPSUM PLASTER BOARD PARTITION WALL (2 HOUR FIRE RATING) |  | M2 |  | 0 | 0
10.9 | EPCBK0000090 | METAL FACED PLASTERBOARD PARTITIONS |  | M2 |  | 0 | 0
10.10 | EPCBK0000100 | TOILET PARTITION |  | M2 |  | 12 | 0 |  |  | 6 |  | 6
10.11 | EPCBK0000110 | FIRE RESISTANT GLAZED PARTITION |  | M2 |  | 0 | 0
10.12 | EPCBK0000120 | TIMBER WALL PANEL |  | M2 |  | 0 | 0
10.13 | EPCBK0000130 | GLASS PARTITION WALL | THK. 10mm TEMPERED SAFETY GLASS | M2 |  | 0 | 0
10.14 | EPCBK0000140 | STEEL GYPSUM PANEL (SGP) | THK. 100mm | M2 |  | 0 | 0
Sub Total | [5 empty] | 0 | 0 | 0 |  | 0 |  | 0 |  | 0
11 | EPCBL000 | PANEL & ROOF WORK |  |  |  | 0 | 0 | 0 |  | 0 |  | 0 |  | 0
11.1 | EPCBL0000010 | THERMAL INSULATED TRAPEZOIDAL CLADDING FOR ROOF |  | M2 |  | 290 | 0 |  |  | 0 |  | 0 |  |  |  | 190 |  | 100
11.2 | EPCBL0000020 | THERMAL INSULATED TRAPEZOIDAL CLADDING FOR EXT. WALL | 2 HOUR FIRE RATING | M2 |  | 588 | 0 |  |  | 0 |  | 0 |  |  |  | 348 |  | 240
11.3 | EPCBL0000030 | SINGLE TRAPEZOIDAL CLADDING FOR ROOF |  | M2 |  | 0 | 0 |  |  | 0 |  | 0
11.4 | EPCBL0000040 | SINGLE TRAPEZOIDAL CLADDING FOR WALL |  | M2 |  | 0 | 0 |  |  | 0 |  | 0
11.5 | EPCBL0000050 | TRANSLUCENT SHEET | GLASS FIBRE SHEET (FRP) THK. 2.0mm | M2 |  | 0 | 0 |  |  | 0 |  | 0
11.6 | EPCBL0000060 | GUTTER FLASHING | W230mm x H250mm x THK.1.2mm | M |  | 58 | 0 |  |  | 0 |  | 0 |  |  |  | 38 |  | 20
11.6.1 | EPCBL0000061 | PARAPET/TOP CAPPING FLASHING | W600mm | M |  | 0 | 0 |  |  | 0 |  | 0
11.6.2 | EPCBL0000062 | ROOF RIDGE FLASHING (TOP & SIDE) | W500mm | M |  | 0 | 0 |  |  | 0 |  | 0 |  |  |  | 0 | 0 | 0
11.6.3 | EPCBL0000063 | CORNER/JOINT FLASHING | W400mm | M |  | 0 | 0 |  |  | 0 |  | 0 |  |  |  | 0 |  | 0
11.6.4 | EPCBL0000064 | DOOR & WINDOW FLASHING | W230mm | M |  | 0 | 0 |  |  | 0 |  | 0 |  |  |  | 0 |  | 0
11.6.5 | EPCBL0000065 | BASE FLASHING | W200mm | M |  | 0 | 0 |  |  | 0 |  | 0 |  |  |  | 0 |  | 0
11.6.6 | EPCBL0000066 | OPENING FLASHING | W200mm | M |  | 0 | 0 |  |  | 0 |  | 0
11.8 | EPCBL0000080 | ROOF DRAIN | Φ100 / CAST IRON | EA |  | 0 | 0
11.9 | EPCBL0000090 | ROOF DRAIN | Φ150 / CAST IRON | EA |  | 33 | 0 | 8 |  | 4 |  | 8 |  | 8 |  | 3 |  | 2
11.10 | EPCBL0000100 | ROOF DRAIN | Φ100 / UPVC | EA |  | 0 | 0 | 0 |  | 0 |  | 0 |  | 0
11.11 | EPCBL0000110 | ROOF DRAIN | Φ150 / UPVC | EA |  | 0 | 0 | 0 |  | 0 |  | 0 |  | 0
11.12 | EPCBL0000120 | DOWN SPOUT | Φ100 / GALV. STL | M |  | 0 | 0
11.13 | EPCBL0000130 | DOWN SPOUT | Φ150 / GALV. STL | M |  | 0 | 0 | 0 |  | 0 |  | 0 |  | 0
11.14 | EPCBL0000140 | DOWN SPOUT | Φ100 / Stainless Steel | M |  | 0 | 0
11.15 | EPCBL0000150 | DOWN SPOUT | Φ150 / Stainless Steel | M |  | 216 | 0 | 80 |  | 14 |  | 28 |  | 64 |  | 18 |  | 12
11.16 | EPCBL0000160 | DOWN SPOUT HEAD | GALV. STL. | EA |  | 0 | 0
11.17 | EPCBL0000170 | DOWN SPOUT HEAD | Stainless Steel | EA |  | 5 | 0 | 0 |  | 0 |  | 0 |  | 0 |  | 3 |  | 2
11.18 | EPCBL0000180 | SPLASH BLOCK |  | EA |  | 33 | 0 | 8 |  | 4 |  | 8 |  | 8 |  | 3 |  | 2
11.19 | EPCBL0000190 | NORMAL WEIGHT CONCRETE PRECAST INSULATED SANDWICH PANEL | THK. 325 MM | M2 |  | 0 | 0 |  |  | 0 |  | 0
11.20 | EPCBL0000200 | LIGHTWEIGHT CONCRETE PRECAST INSULATED SANDWICH PANELS (SIPOREX PANEL) | 600(H) X 1200(L) THK. 250mm | M2 |  | 0 | 0 |  |  | 0 |  | 0
11.21 | EPCBL0000210 | OTHERS(PANEL & ROOF WORK) |  | LOT |  | 0 | 0 |  |  | 0 |  | 0
Sub Total | [5 empty] | 0 | 0 | 0 |  | 0 |  | 0 |  | 0
12 | EPCBM000 | DOOR & WINDOW WORK |  |  |  | 0 |  | 0 |  | 0 |  | 0 |  | 0
12.1 |  | DOOR WORK |  |  |  | 0 |  | 0 |  | 0 |  | 0 |  | 0
12.1.1 |  | FIRE RESIST. STEEL DOOR(0.5 HOUR) |  |  |  | 0 | 0 |  |  | 0 |  | 0
a | EPCBM0000010 | 1.0 x 2.1 | 0.5 HOUR FIRE DOOR | EA |  | 0 | 0 |  |  | 0 |  | 0
b | EPCBM0000020 | 2.0 x 2.1 | 0.5 HOUR FIRE DOOR | EA |  | 0 | 0 |  |  | 0 |  | 0
c | EPCBM0000030 | 2.0 x 2.7 | 0.5 HOUR FIRE DOOR | EA |  | 0 | 0 |  |  | 0 |  | 0
d | EPCBM0000040 | 2.5 x 3.0 | 0.5 HOUR FIRE DOOR | EA |  | 0 | 0 |  |  | 0 |  | 0
12.1.2 |  | FIRE RESIST. STEEL DOOR(1.0 HOUR) |  |  |  | 0 | 0 |  |  | 0 |  | 0
a | EPCBM0000050 | 1.0 x 2.1 | 1.0 HOUR FIRE DOOR | EA |  | 0 | 0 |  |  | 0 |  | 0
b | EPCBM0000060 | 2.0 x 2.1 | 1.0 HOUR FIRE DOOR | EA |  | 0 | 0 |  |  | 0 |  | 0
c | EPCBM0000070 | 2.0 x 2.7 | 1.0 HOUR FIRE DOOR | EA |  | 0 | 0 |  |  | 0 |  | 0
d | EPCBM0000080 | 2.5 x 2.7 | 1.0 HOUR FIRE DOOR | EA |  | 0 | 0 |  |  | 0 |  | 0
e | EPCBM0000090 | 2.5 x 3.0 | 1.0 HOUR FIRE DOOR | EA |  | 0 | 0 |  |  | 0 |  | 0
12.1.3 |  | FIRE RESIST. STEEL DOOR(1.5 HOUR) |  |  |  | 0 | 0 |  |  | 0 |  | 0
a | EPCBM0000100 | 1.0 x 2.1 | 1.5 HOUR FIRE DOOR | EA |  | 0 | 0 |  |  | 0 |  | 0
b | EPCBM0000110 | 2.0 x 2.1 | 1.5 HOUR FIRE DOOR | EA |  | 0 | 0 |  |  | 0 |  | 0
c | EPCBM0000120 | 2.0 x 2.7 | 1.5 HOUR FIRE DOOR | EA |  | 0 | 0 |  |  | 0 |  | 0
d | EPCBM0000130 | 2.5 x 2.7 | 1.5 HOUR FIRE DOOR | EA |  | 0 | 0 |  |  | 0 |  | 0
e | EPCBM0000140 | 2.5 x 2.1 | 1.5 HOUR FIRE DOOR | EA |  | 0 | 0 |  |  | 0 |  | 0
12.1.4 |  | FIRE RESIST. STEEL DOOR(2.0 HOUR) |  |  |  | 0 | 0 |  |  | 0 |  | 0
a | EPCBM0000150 | 1.0 x 2.1 | 2.0 HOUR FIRE DOOR | EA |  | 0 | 0
b | EPCBM0000160 | 2.0 x 2.1 | 2.0 HOUR FIRE DOOR | EA |  | 4 | 0 | 1 |  | 0 |  | 1 |  | 2 |  | 0 |  | 0
c | EPCBM0000170 | 2.0 x 2.7 | 2.0 HOUR FIRE DOOR | EA |  | 0 | 0
d | EPCBM0000180 | 2.5 x 2.7 | 2.0 HOUR FIRE DOOR | EA |  | 0 | 0 |  |  | 0 |  | 0
e | EPCBM0000190 | 2.5 x 3.0 | 2.0 HOUR FIRE DOOR | EA |  | 0 | 0
12.1.5 |  | NORMAL STEEL DOOR |  |  |  | 0 | 0 |  |  | 0 |  | 0
a | EPCBM0000191 | 1.0 x 2.1 |  | EA |  | 25 | 0 |  |  | 9 |  | 10 |  |  |  | 3 |  | 3
b | EPCBM0000192 | 2.0 x 2.1 |  | EA |  | 15 | 0 | 5 |  | 2 |  | 3 |  | 5
c | EPCBM0000193 | 2.0 x 2.7 |  | EA |  | 0 | 0
d | EPCBM0000194 | 2.5 x 2.7 |  | EA |  | 0 | 0
e | EPCBM0000195 | 2.5 x 3.0 |  | EA |  | 7 | 0 | 2 |  | 1 |  | 2 |  | 2
12.1.6 |  | ALUMINIUM DOOR |  |  |  | 0 | 0 |  |  | 0 |  | 0
a | EPCBM0000200 | 0.9 x 2.1 |  | EA |  | 0 | 0
b | EPCBM0000210 | 1.0 x 2.1 |  | EA |  | 0 | 0 |  |  | 0 |  | 0
c | EPCBM0000220 | 1.8 x 2.1 |  | EA |  | 0 | 0 |  |  | 0 |  | 0
d | EPCBM0000230 | 2.0 x 2.7 |  | EA |  | 0 | 0 |  |  | 0 |  | 0
12.1.7 |  | TIMBER FLUSH DOOR |  |  |  | 0 | 0 |  |  | 0 |  | 0
a | EPCBM0000240 | 0.9 x 2.1 |  | EA |  | 0 | 0
b | EPCBM0000250 | 1.0 x 2.1 |  | EA |  | 0 | 0 |  |  | 0 |  | 0
c | EPCBM0000260 | 1.8 x 2.1 |  | EA |  | 0 | 0 |  |  | 0 |  | 0
d | EPCBM0000270 | 2.0 x 2.7 |  | EA |  | 0 | 0 |  |  | 0 |  | 0
12.1.8 |  | HANGER DOOR |  |  |  | 0 | 0 |  |  | 0 |  | 0
a | EPCBM0000280 | 4.0 x 5.0 |  | EA |  | 0 | 0 |  |  | 0 |  | 0
b | EPCBM0000290 | other size |  | EA |  | 0 | 0 |  |  | 0 |  | 0
12.1.9 |  | FOLDING DOOR |  |  |  | 0 | 0 |  |  | 0 |  | 0
a | EPCBM0000300 | 3.0 x 3.0 |  | EA |  | 0 | 0 |  |  | 0 |  | 0
b | EPCBM0000310 | 4.0 x 5.0 |  | EA |  | 0 | 0 |  |  | 0 |  | 0
c | EPCBM0000320 | 5.0 x 6.0 |  | EA |  | 0 | 0 |  |  | 0 |  | 0
d | EPCBM0000330 | 6.0 x 7.0 |  | EA |  | 0 | 0 |  |  | 0 |  | 0
e | EPCBM0000340 | other size |  | EA |  | 0 | 0 |  |  | 0 |  | 0
12.1.10 |  | STAINLESS STEEL DOOR (GLASS SWING DOOR) |  |  |  | 0 | 0 |  |  | 0 |  | 0
a | EPCBM0000350 | 2.0 x 2.7 |  | EA |  | 0 | 0 |  |  | 0 |  | 0
b | EPCBM0000360 | other size |  | EA |  | 0 | 0 |  |  | 0 |  | 0
12.1.11 |  | ROLLER SHUTTER |  |  |  | 0 | 0 |  |  | 0 |  | 0
a | EPCBM0000370 | 3.0×4.0(=12m2) |  | EA |  | 0 | 0
b | EPCBM0000380 | 4.0×5.0(=20m2) |  | EA |  | 4 | 0 |  |  | 0 |  | 0 |  | 2 |  | 1 |  | 1
c | EPCBM0000390 | 5.0×7.0(=35m2) |  | EA |  | 0 | 0
d | EPCBM0000400 | 6.0×7.0(=42m2) |  | EA |  | 4 | 0 | 2 |  | 0 |  | 0 |  | 2
e | EPCBM0000410 | 7.0×8.0(=56m2) |  | EA |  | 0 | 0 |  |  | 0 |  | 0
f | EPCBM0000420 | other size |  | EA |  | 0 | 0 |  |  | 0 |  | 0
g | EPCBM0000421 | FIRE ROLLER SHUTTER |  | EA |  | 0 | 0 |  |  | 0 |  | 0
12.1.12 | EPCBM0000430 | MASTER-KEY SYSTEM FOR WHOLE PLANT |  | L/S |  | 1 | 0 |  |  | 0 |  | 1
12.2 |  | WINDOW WORK |  |  |  | 0 | 0 | 0 |  | 0 |  | 0 |  | 0
12.2.1 |  | ALUMINIUM WINDOW(DOUBLE GLAZING) | THK. 6mm + 12mm AIR SPACE + THK. 6mm |  |  | 0 | 0 |  |  | 0 |  | 0
a | EPCBM0000440 | 1.8 x 1.2 |  | EA |  | 0 | 0 |  |  | 0 |  | 0
b | EPCBM0000450 | 1.2 x 1.2 |  | EA |  | 48 | 0 |  |  | 16 |  | 32 |  |  |  | 0 |  | 0
c | EPCBM0000460 | 1.2 x 0.6 |  | EA |  | 0 | 0 |  |  | 0 |  | 0
d | EPCBM0000470 | 1.8 x 0.9 |  | EA |  | 0 | 0 |  |  | 0 |  | 0
f | EPCBM0000480 | 3.6 x 0.9 |  | EA |  | 74 | 0 | 29 | [5 empty] | 29 |  | 10 |  | 6
g | EPCBM0000490 | other size |  | EA |  | 0 | 0 |  |  | 0 |  | 0
12.2.2 |  | ALUMINIUM WINDOW(SINGLE GLAZING) | THK. 6mm |  |  | 0 | 0 |  |  | 0 |  | 0
a | EPCBM0000491 | 1.8 x 1.2 |  | EA |  | 0 | 0 |  |  | 0 |  | 0
b | EPCBM0000492 | 1.2 x 1.2 |  | EA |  | 0 | 0 |  |  | 0 |  | 0
c | EPCBM0000493 | 1.2 x 0.6 |  | EA |  | 0 | 0 |  |  | 0 |  | 0
d | EPCBM0000494 | 1.8 x 0.9 |  | EA |  | 0 | 0 |  |  | 0 |  | 0
f | EPCBM0000495 | 3.6 x 0.9 |  | EA |  | 0 | 0 |  |  | 0 |  | 0
g | EPCBM0000496 | other size |  | EA |  | 0 | 0 |  |  | 0 |  | 0
12.2.3 |  | FIRE RESIST. WINDOW | 2 HOURS FIRE RESISTANT |  |  | 0 | 0 |  |  | 0 |  | 0
a | EPCBM0000500 | 2.0 x 1.2 |  | EA |  | 0 | 0 |  |  | 0 |  | 0
b | EPCBM0000510 | other size |  | M2 |  | 0 | 0 |  |  | 0 |  | 0
12.2.4 | EPCBM0000520 | ALUMINIUM GLAZED WALL | THK. 6mm + 12mm AIR SPACE + THK. 6mm | M2 |  | 0 | 0 |  |  | 0 |  | 0
12.2.5 | EPCBM0000530 | ALUMINIUM LOUVER |  | M2 |  | 0 | 0 | 0 |  | 0 |  | 0 |  | 0 |  | 0 | 0 | 0
12.2.6 | EPCBM0000540 | ALUMINUM SUNSHADE LOUVER |  | M2 |  | 0 | 0
12.2.7 | EPCBM0000550 | OTHERS(DOOR & WINDOW WORK) |  | LOT |  | 0 | 0 | 0 |  | 0 |  | 0 |  | 0
Sub Total | [5 empty] | 0 | 0 | 0 |  | 0 |  | 0 |  | 0
13 | EPCBN000 | MISC METAL WORK |  |  |  | 0 |  | 0 |  | 0 |  | 0 |  | 0
13.1 | EPCBN0000010 | MISC. STEEL WORK | HOT DIP GALVANIZED | TON |  | 13 | 0 | 3 |  | 1 |  |  |  | 3 |  | 3 |  | 3
13.1.1 | EPCBN0000011 | MISC. STEEL WORK | PAINTED | TON |  | 0 | 0
13.2 | EPCBN0000020 | GALV. STEEL GRATING |  |  |  | 0 | 0
13.2.1 | EPCBN0000021 | GALV. STEEL GRATING(I32) | HOT DIP GALVANIZED | M2 |  | 213 |  | 94.5 | [5 empty] | 72 |  | 30 |  | 16.5
13.2.2 | EPCBN0000022 | GALV. STEEL GRATING(I40) | HOT DIP GALVANIZED | M2 |  | 0 | 0 | 0 |  | 0 |  | 0 |  | 0
13.3 | EPCBN0000030 | CHECKERED PLATE | 8T | M2 |  | 375 | 0 | 150 |  | 75 |  |  |  | 150 |  | 0 |  | 0
13.3.1 | EPCBN0000030 | CHECKERED PLATE | 15T | M2 |  | 0 | 0 | [8 empty] | 0 |  | 0
13.4 | EPCBN0000040 | GALV. EXPANDED METAL LATH |  | M2 |  | 0 | 0 | 0 |  | 0 |  | 0 |  | 0
13.5 | EPCBN0000050 | GALV. MESH SCREEN & DOOR |  | M2 |  | 0 | 0 | 0 |  | 0 |  | 0 |  | 0
13.6 | EPCBN0000060 | ALUMINIUM SHEET | - DOUBLE PROFILE THK. 75mm | M2 |  | 0 | 0 | 0 |  | 0 |  | 0 |  | 0
13.7 | EPCBN0000070 | STEEL PIPE HANDRAIL | STAND TYPE | M |  | 239 | 0 | 105 | [5 empty] | 80 |  | 36 |  | 18
13.8 | EPCBN0000080 | STEEL PIPE HANDRAIL | WALL MOUNTED TYPE | M |  | 0 | 0 | 0 |  | 0 |  | 0 |  | 0
13.9 | EPCBN0000090 | STAINLESS STEEL HANDRAIL |  | M |  | 0 | 0
13.10 | EPCBN0000100 | STAINLESS STEEL HANDRAIL | WOODEN GRIP | M |  | 0 | 0 |  |  | 0 |  | 0
13.11 | EPCBN0000110 | LADDER | H ≤ 2.5m | M |  | 0 | 0 |  |  | 0 |  | 0
13.12 | EPCBN0000120 | CAGE LADDER | 2.5m < H ≤ 10m | M |  | 85 | 0 | 38 |  | 3.5 |  | 3.5 |  | 28 |  | 6 |  | 6
13.13 | EPCBN0000130 | CAGE LADDER | 10.0m < H | M |  | 0 | 0
13.14 | EPCBN0000140 | BOLLARD(REMOVABLE) | REMOVABLE(DE-MOUNTED) | EA |  | 0 | 0 |  |  | 0 |  | 0
13.15 | EPCBN0000150 | BOLLARD(FIXED) | FIXED | EA |  | 14 | 0 | 4 | [5 empty] | 6 |  | 2 |  | 2
13.16 | EPCBN0000160 | OTHERS(MISC METAL WORK) |  | LOT |  | 0 | 0 | 0 |  | 0 |  | 0 |  | 0
Sub Total | [5 empty] | 0 | 0 | 0 |  | 0 |  | 0 |  | 0
14 | EPCBO000 | MISCELLANEOUS WORK |  |  |  | 0 |  | 0 |  | 0 |  | 0 |  | 0
14.1 | EPCBO0000010 | ISOLATION JOINT | FOR AROUND TG FDN. THK. 50 x 50 | M |  | 0 | 0 |  |  | 0 |  | 0
14.2 | EPCBO0000020 | EXPANSION JOINT | FOR EXT. / INT. FLOOR AND WALL, THK. 25 x 25 | M |  | 0 | 0 | [9 empty] | 0
14.3 | EPCBO0000030 | EXP. JOINT COVER W=200 | FOR 25mm FLOOR EXP. JOINT COVER | M |  | 0 | 0 |  |  | 0 |  | 0
14.5 | EPCBO0000050 | SEPARATION JOINT | FOR AROUND GRADE SLAB | M |  | 944 | 0 | 344 |  | 82 |  | 108 |  | 320 |  | 54 |  | 36
14.6 | EPCBO0000060 | CONTRACTION JOINT | FOR FLOOR OF HEAVY DUTY TRAFFIC | M |  | 0 | 0
14.7 | EPCBO0000070 | CONTRACTION JOINT | FOR WALL | M |  | 282.8 | 0 | 86 |  | 49.2 |  | 64.8 |  | 82.8
14.8 | EPCBO0000080 | PREMOULDED FILLER | THK. 50mm, FOR ISOLATION JOINT | M |  | 0 | 0 |  |  | 0 |  | 0
14.9 | EPCBO0000090 | PREMOULDED FILLER | THK. 25mm, FOR EXPANSION JOINT | M |  | 0 | 0 | 0 |  | 0 |  | 0 |  | 0 |  | 0 |  | 0
14.10 | EPCBO0000100 | PREMOULDED FILLER | THK. 12mm, FOR SEPARATION JOINT | M |  | 944 | 0 | 344 |  | 82 |  | 108 |  | 320 |  | 54 |  | 36
14.11 | EPCBO0000110 | EMERGENCY MANHOLE COVER | SIZE 800 x 800 | EA |  | 0 | 0 |  |  | 0 |  | 0
14.12 | EPCBO0000120 | FIRE RATED MANHOLE COVER | 1.5 HOURS FIRE RESISTANCE | EA |  | 0 | 0 |  |  | 0 |  | 0
14.13 | EPCBO0000130 | CORNER PROTECTION H=1.2M |  | EA |  | 0 | 0 |  |  | 0 |  | 0
14.15 | EPCBO0000150 | BLIND 1.8 x 1.2 |  | EA |  | 0 | 0 |  |  | 0 |  | 0
14.16 | EPCBO0000160 | BLIND 1.2 x 1.2 |  | EA |  | 0 | 0 |  |  | 0 |  | 0
14.17 | EPCBO0000170 | BLIND 1.2 x 0.6 |  | EA |  | 0 | 0 |  |  | 0 |  | 0
14.18 | EPCBO0000180 | BLIND 1.8 x 0.9 |  | EA |  | 0 | 0 |  |  | 0 |  | 0
14.19 | EPCBO0000190 | BLIND 3.6 x 0.9 |  | EA |  | 0 | 0
14.20 | EPCBO0000200 | ROOM DESIGNATION SIGN | INTERNAL / EXTERNAL | L/S |  | 29 | 0 | 5 |  | 9 |  | 13 |  | 2 |  | 0 |  | 0
14.21 | EPCBO0000210 | SHOWER TRAY |  | EA |  | 0 | 0
14.22 | EPCBO0000220 | VANITY TOP | L=750MM (1 BOWL) | EA |  | 3 | 0 |  |  | 2 |  | 1
14.23 | EPCBO0000230 | VANITY TOP | L=1500MM (2 BOWL) | EA |  | 1 | 0 |  |  |  |  | 1
14.24 | EPCBO0000240 | MIRROR | 750Wx800Hx5T | EA |  | 3 | 0 |  |  | 2 |  | 1
14.25 | EPCBO0000250 | MIRROR | 1500Wx800Hx5T | EA |  | 1 | 0 |  |  |  |  | 1
14.26 | EPCBO0000260 | TOWEL BAR |  | EA |  | 4 | 0 |  |  | 2 |  | 2
14.27 | EPCBO0000270 | SOAP DISPENSER |  | EA |  | 5 | 0 |  |  | 2 |  | 3
14.28 | EPCBO0000280 | ROLLER PAPER HOLDER |  | EA |  | 5 | 0 |  |  | 2 |  | 3
14.29 | EPCBO0000290 | NON-SLIP NOSING | STAINLESS STEEL NON-SLIP NOSING | M |  | 0 | 0 |  |  | 0 |  | 0
14.30 | EPCBO0000300 | SST'L DIVIDING STRIP |  | TON |  | 0 | 0 |  |  | 0 |  | 0
14.31 | EPCBO0000310 | OTHERS(MISCELLANEOUS WORK) | Grease Trap | LOT |  | 0 | 0 |  |  | 0 |  | 0
14.32 | EPCBO0000320 | URINAL SCREEN | HEIGHT : 1500mm, WIDE : 600mm | EA |  | 5 | 0 |  |  | 2 |  | 3
14.33 | EPCBO0000330 | SHOWER BOOTH PARTITION | HEIGHT : 2100mm | EA |  | 6 | 0 |  |  | 2 |  | 4 | 0
Sub Total | [5 empty] | 0 | 0 |  |  | 0 |  | 0
15 | EPCBP000 | EXTERIOR WORK |  |  |  | 0 |  |  |  | 0 |  | 0
15.1 | EPCBP0000010 | RCC PAVE PLINTH PROTECTION | FOOTWAY (1,500mm) | M2 |  | 0 | 0
15.2 | EPCBP0000020 | INTERLOCKING PAVING |  | M2 |  | 0 | 0 |  |  | 0 |  | 0
15.3 | EPCBP0000030 | CHAIN LINK FENCE | H=2.4m | M2 |  | 0 | 0 |  |  | 0 |  | 0
15.4 | EPCBP0000040 | CHAIN LINK GATE |  | EA |  | 0 | 0 |  |  | 0 |  | 0
15.5 | EPCBP0000050 | OTHERS(EXTERIOR WORK) |  | LOT |  | 0 | 0 | 0 |  | 0 |  | 0 |  | 0
Sub Total | [5 empty] | 0 | 0 | 0 |  | 0 |  | 0 |  | 0
16 | EPCBQ000 | PILING WORK |  |  |  | 0 |  | 0 |  | 0 |  | 0 |  | 0
16.1 | EPCBQ0000010 | DRIVEN PRECAST CONCRETE PILE |  | M |  | 0 | 0 | 0 |  | 0 |  | 0 |  | 0
16.2 | EPCBQ0000020 | DRIVEN PC PILE | SQUARE 350 X 350 | M |  | 0 | 0 | 0 |  | 0 |  | 0 |  | 0
16.3 | EPCBQ0000030 | DRIVEN PC PILE | SQUARE 400 X 400 | M |  | 0 | 0 | 0 |  | 0 |  | 0 |  | 0
16.4 | EPCBQ0000040 | DRIVEN PHC PILE | DIA 400 (L=30m) | M |  | 6870 | 0 | 0 |  | 0 |  | 1560 |  | 4830 |  | 480
16.5 | EPCBQ0000050 | DRIVEN PHC PILE | DIA 600 | M |  | 0
16.6 | EPCBQ0000060 | DRIVEN STEEL PILE |  | M |  | 0 | 0
16.7 | EPCBQ0000070 | BORING PC PILE | DIA 400 | M |  | 0 | 0
16.8 | EPCBQ0000080 | BORING PC PILE | DIA 600 | M |  | 0 | 0 | 0 |  | 0 |  | 0 |  | 0
16.9 | EPCBQ0000090 | BORING PHC PILE | DIA 400 | M |  | 0 | 0
16.10 | EPCBQ0000100 | BORING PHC PILE | DIA 600 | M |  | 0 | 0 | 0 |  | 0 |  | 0 |  | 0
16.11 | EPCBQ0000110 | BORING PILES | other size | M |  | 0 | 0 | 0 |  | 0 |  | 0 |  | 0
16.12 | EPCBQ0000120 | BORED CAST IN-SITU PILE | DIA 400 | M |  | 0 | 0 | 0 |  | 0 |  | 0 |  | 0
16.13 | EPCBQ0000130 | BORED CAST IN-SITU PILE | DIA 500 | M |  | 0 | 0 | 0 |  | 0 |  | 0 |  | 0
16.14 | EPCBQ0000140 | BORED CAST IN-SITU PILE | DIA 600 | M |  | 0 | 0 | 0 |  | 0 |  | 0 |  | 0
16.15 | EPCBQ0000150 | BORED CAST IN-SITU PILE | DIA 800 | M |  | 0 | 0 | 0 |  | 0 |  | 0 |  | 0
16.16 | EPCBQ0000160 | BORED CAST IN-SITU PILE | DIA 900 | M |  | 0 | 0 | 0 |  | 0 |  | 0 |  | 0
16.17 | EPCBQ0000170 | BORED CAST IN-SITU PILE | other size | M |  | 0 | 0 | 0 |  | 0 |  | 0 |  | 0
16.18 | EPCBQ0000180 | PILE HEAD CUTTING & DISPOSAL |  | NOS |  | 0 | 0 | 0 |  | 0 |  | 0 |  | 0
16.19 | EPCBQ0000190 | PILE JOINT |  | NOS |  | 0 | 0 | 0 |  | 0 |  | 0 |  | 0
16.20 | EPCBQ0000200 | PILE INTEGRITY TEST |  | NOS |  | 0 | 0 | 0 |  | 0 |  | 0 |  | 0
16.21 | EPCBQ0000210 | SHEET PILE |  | M |  | 0 | 0 | 0 |  | 0 |  | 0 |  | 0
16.22 | EPCBQ0000220 | OTHERS(PILING WORK) |  | LOT |  | 0 | 0 | 0 |  | 0 |  | 0 |  | 0
Sub Total | [5 empty] | 0 | 0 | 0 |  | 0 |  | 0 |  | 0
17 | EPCBR000 | FURNITURE |  |  |  | 0 |  | 0 |  | 0 |  | 0 |  | 0
17.1 | EPCBR0000010 | HARD WOOD DESK |  |  |  | 0 | 0 | 0 |  | 0 |  | 0 |  | 0
17.1.1 | EPCBR0000011 | 1800 x 800 mm | INCLUDING DRAWERS (MATCHING THE DESK) & GLASS TOP | EA |  | 0 | 0 | 0 |  | 0 |  | 0 |  | 0
17.1.2 | EPCBR0000012 | 1500 x 700 mm | INCLUDING DRAWERS (MATCHING THE DESK) & GLASS TOP | EA |  | 0 | 0 | 0 |  | 0 |  | 0 |  | 0
17.2 | EPCBR0000020 | SIDE TABLE |  |  |  | 0 | 0 | 0 |  | 0 |  | 0 |  | 0
17.2.1 | EPCBR0000021 | 1600 x 800 mm |  | EA |  | 0 | 0 | 0 |  | 0 |  | 0 |  | 0
17.2.2 | EPCBR0000022 | 1500 x 700 mm |  | EA |  | 0 | 0 | 0 |  | 0 |  | 0 |  | 0
17.3 | EPCBR0000030 | CHAIR |  |  |  | 0 | 0 | 0 |  | 0 |  | 0 |  | 0
17.3.1 | EPCBR0000031 | HIGH BACKED EXECUTIVE | ADJUSTABLE SWIVEL | EA |  | 0 | 0 | 0 |  | 0 |  | 0 |  | 0
17.3.2 | EPCBR0000032 | CHAIR | ADJUSTABLE SWIVEL | EA |  | 0 | 0 | 0 |  | 0 |  | 0 |  | 0
17.3.2 | EPCBR0000033 | VISITOR | NON-SWIVEL | EA |  | 0 | 0 | 0 |  | 0 |  | 0 |  | 0
17.3.2 | EPCBR0000034 | SMALL FOR COMPUTER TABLE | SWIVEL | EA |  | 0 | 0 | 0 |  | 0 |  | 0 |  | 0
17.4 | EPCBR0000040 | CORRESPONDENCE TRAY |  | EA |  | 0 | 0 | 0 |  | 0 |  | 0 |  | 0
17.5 | EPCBR0000050 | WASTE BIN |  | EA |  | 0 | 0 | 0 |  | 0 |  | 0 |  | 0
17.6 | EPCBR0000060 | WALL BOARD |  | EA |  | 0 | 0 | 0 |  | 0 |  | 0 |  | 0
17.7 | EPCBR0000070 | SECRETARIAL WORK STATION |  | EA |  | 0 | 0 | 0 |  | 0 |  | 0 |  | 0
17.8 | EPCBR0000080 | COMPUTER TABLE |  | EA |  | 0 | 0 | 0 |  | 0 |  | 0 |  | 0
17.9 | EPCBR0000090 | SIDE STORAGE UNIT | 800 x 425 x 725 mm | EA |  | 0 | 0 | 0 |  | 0 |  | 0 |  | 0
17.10 | EPCBR0000100 | CONFERENCE ROOM PACKAGE |  | L/S |  | 0 | 0 | 0 |  | 0 |  | 0 |  | 0
17.11 | EPCBR0000110 | MANAGEMENT OFFICE PACKAGE |  | L/S |  | 0 | 0 | 0 |  | 0 |  | 0 |  | 0
17.12 | EPCBR0000120 | TRAINING ROOM PACKAGE |  | L/S |  | 0 | 0 | 0 |  | 0 |  | 0 |  | 0
17.13 | EPCBR0000130 | OFFICE STORAGE ROOM PACKAGE |  | L/S |  | 0 | 0 | 0 |  | 0 |  | 0 |  | 0
17.14 | EPCBR0000140 | COFFEE SHOP & KITCHEN |  | L/S |  | 0 | 0 | 0 |  | 0 |  | 0 |  | 0
17.15 | EPCBR0000150 | RECEPTION AREA |  | L/S |  | 0 | 0 | 0 |  | 0 |  | 0 |  | 0
17.16 | EPCBR0000160 | BUILT-IN CUPBOARD |  | SET |  | 0 | 0 | 0 |  | 0 |  | 0 |  | 0
17.17 | EPCBR0000170 | TEA KITCHENS |  | L/S |  | 0 | 0 | 0 |  | 0 |  | 0 |  | 0
17.18 | EPCBR0000180 | OTHERS(FURNITURE) |  | EA |  | 0 | 0 | 0 |  | 0 |  | 0 |  | 0
Sub Total | [5 empty] | 0 | 0 | 0 |  | 0 |  | 0 |  | 0
Total | [5 empty] | 0 | 0 | 0 |  | 0 |  | 0 |  | 0
GRAND Total
Note on C19: Remarks: '지반치환시 해당CODE적용, 기초 하부에 까는 잡석의 경우, CRUSHED STONE만 설치하므로 0041적용 요.
Note on C20: Remarks: 'LEAN CON'C하부에 일반적으로 까는 THK.100~300의 잡석용
Note on C81: Windows 사용자: 내벽
Note on C85: Windows 사용자: 외벽

## Description
BREAKDOWN OF BID PRICE
PROJECT : STANDARD BM SHEET | [11 empty] | SHEET NO : OF
SUBJECT : BUILDING WORK (EPCB0000) | [11 empty] | PRICE UNIT : USD
NO. | STANDARD CODE | ITEM | BRIEF SPECIFICATION | DESCRIPTION | UNIT | Q'TY | UNIT PRICE |  |  |  | TOTAL | REMARKS
[7 empty] | Material Cost | Labour Cost | Other Expenses | Total | PRICE
1 | EPCBA000 | TEMPORARY WORK
1.1 | EPCBA0000010 | SYSTEM SUPPORT WORK | - FOR STEAM TURBINE GENERATOR FOUNATION TOP TABLE (ELEVATED TOP TABLE TYPE) | - INCLUDING ERECT & DISMANTLE COST - HEAVY DUTY SHORING, STEEL TUBULAR, ACCESSORIES - INCLUDING SHOP DWG. | M3 |  |  |  |  | 0 | 0
1.2 | EPCBA0000020 | OTHERS(TEMPORARY WORK) |  |  | LOT |  |  |  |  | 0 | 0
SUB TOTAL | [10 empty] | 0
2 | EPCBB000 | EARTH WORK
2.1 | EPCBB000 | EXCAVATION
2.1.1 | EPCBB0000010 | COMMON SOIL EXCAVATION | - COMMON SOIL | - REGARDLESS OF EXCAVATION DEPTH AND METHOD (MACHINERY OR HAND DIGGING) - INCLUDING SURVEY, MARKING & LEVELING - INCLUDING DEWATERING WITH A PROVISION OF SUMP AND PUMP, IF REQUIRED - INCLUDING SAFETY PRECAUTION SUCH AS STRUTTING, SHEETING AND BRACING - INCLUDING PROTECTION MEASURES TO EXISTING & NEW STRUCTURE / UTILITIES ENCOUNTERED DURING THE WORK - INCLUDING COMPACTION AT EXCAVATED LEVEL - INCLUDING TEST(PLATE LOAD TEST) COMPLIED WITH ASTM D1194 BENEATH FOUNDATION, IF REQUIRED | M3 | 5958.611 |  |  |  | 0 | 0
2.1.2 | EPCBB0000011 | ROCK EXCAVATION | - ROCK | - REGARDLESS OF EXCAVATION DEPTH AND METHOD (MACHINERY OR HAND DIGGING) - INCLUDING SURVEY, MARKING & LEVELING - INCLUDING DEWATERING WITH A PROVISION OF SUMP AND PUMP, IF REQUIRED - INCLUDING SAFETY PRECAUTION SUCH AS STRUTTING, SHEETING AND BRACING - INCLUDING PROTECTION MEASURES TO EXISTING & NEW STRUCTURE / UTILITIES ENCOUNTERED DURING THE WORK - INCLUDING COMPACTION AT EXCAVATED LEVEL | M3 | 0
2.2 | EPCBB0000020 | BACK FILLING
2.2.1 | EPCBB0000021 | SELECTED SOIL BACK FILLING | - SELECTED SOIL | - COMPACTION AT A LAYER OF 20 CM MAX. - TO KEEP 95% OF MAX. DRY DENSITY IN ACCORDANCE WITH ASTM D1557. - INCLUDING ALL ACCESSARY EQUIPMENT SUCH AS VIBRATING ROLLER. RAMMER AND WATER SPRING WHEN REQUIRED | M3 | 0 |  |  |  | 0 | 0
2.2.2 | EPCBB0000022 | IMPORTED SOIL BACK FILLING | - IMPORTED SOIL | - COMPACTION AT A LAYER OF 20 CM MAX. - TO KEEP 95% OF MAX. DRY DENSITY IN ACCORDANCE WITH ASTM D1557. - INCLUDING ALL ACCESSARY EQUIPMENT SUCH AS VIBRATING ROLLER. RAMMER AND WATER SPRING WHEN REQUIRED | M3 | 1712.26
2.3 | EPCBB0000030 | DISPOSAL |  | - TO BE DISPOSED OUTSIDE THE PLANT BOUNDARY LIMIT(AT THE MUNICIPAL CORPORATION DESIGNATED DUMPING AREA) - BOUNDARY LIMIT (MAX. 5~7KM) | M3 | 4246.361 |  |  |  | 0 | 0
2.4 | EPCBB0000040 | CRUSH STONE W/ SAND FILL | THK.=VAR | - INCLUDING COMPACTION, GRADING & TEST - FOR REPLACEMENT OF SOIL | M3 | 0 |  |  |  | 0 | 0
2.4.1 | EPCBB0000041 | CRUSH STONE W/ SAND FILL | - THK.=100~300 mm | - INCLUDING COMPACTION, GRADING & TEST - FOR REPLACEMENT OF SOIL | M3 | 0 |  |  |  | 0 | 0
2.5 | EPCBB0000050 | OTHERS(EARTH WORK) |  |  | LOT | 0 |  |  |  | 0 | 0
SUB TOTAL | [10 empty] | 0
3 | EPCBC000 | REINFORCED CONCRETE WORK
3.1 | EPCBCA00 | REINF. CONCRETE WORK
3.1.1 | EPCBCA000010 | LEAN CONCRETE | - f'c=18MPa(cyliner), lean con'c - ORDINARY PORTLAND CEMENT COMPLYING WITH ASTM C150, TYPE I - FOR LEAN CONC, BLINDING, SCREED, BACKFILL | - INCLUDING MARKING, LEVELING, CURING & TESTING - INCLUDING POURING & VIBRATING WORK - INCLUDING SMOOTH CONCRETE FINISHING - INCLUDING ALL CONSTRUCTION AND JOINTS WORK - INCLUDING LABOR & EQUIPMENT - INCLUDING CRACKED REPAIR & REQUIRED DAMAGED SURFACE | M3 | 508.239 |  |  |  | 0 | 0
3.1.2 | EPCBCA000020 | REINF. CONCRETE WORK(ABOVE) | - f'c=24 MPa(cyliner) - ORDINARY PORTLAND CEMENT COMPLYING WITH ASTM C150, TYPE I - FOR SUPER STRUCTURE | - INCLUDING MARKING, LEVELING, CURING & TESTING - INCLUDING POURING & VIBRATING WORK - INCLUDING SMOOTH CONCRETE FINISHING - INCLUDING ALL CONSTRUCTION AND JOINTS WORK - INCLUDING LABOR & EQUIPMENT(READY MIXED CON'C CAR, PUMP CAR, ETC) - INCLUDING CRACKED REPAIR & REQUIRED DAMAGED SURFACE | M3 | 2612.9
3.1.2.1 | EPCBCA000021 | REINF. CONCRETE WORK(UNDER) | - f'c=24 MPa(cyliner) - ORDINARY PORTLAND CEMENT COMPLYING WITH ASTM C150, TYPE I - FOR UNDER GROUND LEVEL | - INCLUDING MARKING, LEVELING, CURING & TESTING - INCLUDING POURING & VIBRATING WORK - INCLUDING SMOOTH CONCRETE FINISHING - INCLUDING ALL CONSTRUCTION AND JOINTS WORK - INCLUDING LABOR & EQUIPMENT(READY MIXED CON'C CAR, PUMP CAR, ETC) - INCLUDING CRACKED REPAIR & REQUIRED DAMAGED SURFACE | M3 | 2289.5492 |  |  |  | 0 | 0
3.1.5 | EPCBCA000050 | CONCRETE TEMPERATURE MONITORING | - FOR MASS CONCRETE STRUCTURE(T=800MM OVER) & TG FOUNDATION MONITORING | - INCLUDING THERMO COUPLER, MONITORING & RECORD ACC. TO APPROVED M.S - TEMPERATURE CONTROL INCLUDING CURING SHALL BE COMPLIED WITH ACI 207 4R AND 301M SECTION 8. | SET | 0 |  |  |  | 0 | 0
3.1.7 | EPCBCA000070 | LEAN CON'C(POURING ONLY) | - POURING ONLY | - INCLUDING MARKING, LEVELING, CURING & TESTING - INCLUDING POURING & VIBRATING WORK - INCLUDING SMOOTH CONCRETE FINISHING - INCLUDING ALL CONSTRUCTION AND JOINTS WORK - INCLUDING LABOR & EQUIPMENT - INCLUDING CRACKED REPAIR & REQUIRED DAMAGED SURFACE | M3 | 0 |  |  |  | 0 | 0
3.1.8 | EPCBCA000080 | CONCRETE(POURING ONLY) | - POURING ONLY | - INCLUDING MARKING, LEVELING, CURING & TESTING - INCLUDING POURING & VIBRATING WORK - INCLUDING SMOOTH CONCRETE FINISHING - INCLUDING ALL CONSTRUCTION AND JOINTS WORK - INCLUDING LABOR & EQUIPMENT - INCLUDING CRACKED REPAIR & REQUIRED DAMAGED SURFACE | M3 | 0 |  |  |  | 0 | 0
3.2 | EPCBCB00 | REBAR WORK
3.2.1 | EPCBCB000010 | HIGH YIELD DEFORMED BAR (EPOXY COATED) | - ASTM A615 GRADE 60 (Fy=420MPa) OR EQUIVALENT - FUSION BONDED EPOXY COATED REINFORCING BAR(ASTM A775) | - INCLUDING PRESSURE WELDED JOINT WORK WHERE NECESSARY & STRENGTH TEST - INCLUDING BAR SUPPORTS, TIE WIRES, SPACER, FABRICATED BAR MESH - INCLUDING RE-BAR SHOP DRAWING & BAR BENDING SCHEDULE - INCLUDING BAR BENDING & CUTTING - INCLUDING SLIP ROUND BAR AT SEPARATION JOINT - INCLUDING LABOR & EQUIPMENT - INCLUDING SITE INSPECTION | TON | 0 |  |  |  | 0 | 0
3.2.2 | EPCBCB000020 | HIGH YIELD DEFORMED BAR (BLACK DEFORMED BARS) | - KS D 3504 SD400 OR EQUIVALENT - ASTM A615 GRADE 60 (Fy=420MPa) - BS 4449 : 2005 GRADE 500 | - INCLUDING PRESSURE WELDED JOINT WORK WHERE NECESSARY & STRENGTH TEST - INCLUDING BAR SUPPORTS, TIE WIRES, SPACER, FABRICATED BAR MESH - INCLUDING RE-BAR SHOP DRAWING & BAR BENDING SCHEDULE - INCLUDING BAR BENDING & CUTTING - INCLUDING SLIP ROUND BAR AT SEPARATION JOINT - INCLUDING LABOR & EQUIPMENT - INCLUDING SITE INSPECTION | TON | 722.0418 |  |  |  | 0 | 0
3.3 | EPCBCC00 | FORM WORK
3.3.1 | EPCBCC000010 | FAIR FACED FORM | - FOR EXPOSED SUPERSTRUCTURE FORM FACE / PAINTED CONCRETE FORM FACE - FOR EQUIPMENT PLINTH AND FLOOR OPENING AND TUREBINE PEDESTAL - COATED PLYWOOD THK. 18MM, 3 USE | - INCLUDING, FORM TIE, ALL ACCESSORIES, SEALING OF FORM TIE HOLE, SEPARATOR & ANCHOR BOX OUT. - INCLUDING CHAMFER FOR EXPOSED EDGE - INCLUDING FLOOR AND WALL OPENING WORK & SLEEVE - INCLUDING BOXOUT FOR EQUIPMENT ANCHOR BOLT - INCLUDING LABOR & EQUIPMENT - INCLUDING FABRICATION / FORM INSTALL & REMOVAL - INCLUDING SHORING, SCAFFOLDING AND SAFETY MEASURES - INCLUDING FORMWORK CALCULATION IF REQUIRED | M2 | 12018.55 |  |  |  | 0 | 0
3.3.2 | EPCBCC000020 | NORMAL FACED FORM | - FOR UNDERGROUND CONCRETE - FOR HIDDEN SURFACE & APPLIED FINISHING CONCRETE FORM FACE (EXCLUDE PAINTED CONCRETE FORM FACE) - NORMAL PLYWOOD THK. 18MM, 6 USE | - INCLUDING, FORM TIE, ALL ACCESSORIES, SEALING OF FORM TIE HOLE, SEPARATOR & ANCHOR BOX OUT. - INCLUDING CHAMFER FOR EXPOSED EDGE - INCLUDING FLOOR AND WALL OPENING WORK & SLEEVE - INCLUDING BOXOUT FOR EQUIPMENT ANCHOR BOLT - INCLUDING LABOR & EQUIPMENT - INCLUDING FABRICATION / FORM INSTALL & REMOVAL - INCLUDING SHORING, SCAFFOLDING AND SAFETY MEASURES - INCLUDING FORMWORK CALCULATION IF REQUIRED | M2 | 3859.448 |  |  |  | 0 | 0
3.3.3 | EPCBCC000030 | SYSTEM FORM | - FOR STEAM TURBINE GENERATOR FOUNATION TOP TABLE (ELEVATED TOP TABLE TYPE) - HEAVY-DUTY FORMS, METAL FRAMED PLYWOOD FORMS | - INCLUDING, FORM TIE, ALL ACCESSORIES, SEALING OF FORM TIE HOLE, SEPARATOR & ANCHOR BOX OUT. - INCLUDING CHAMFER FOR EXPOSED EDGE - INCLUDING FLOOR AND WALL OPENING WORK & SLEEVE - INCLUDING BOXOUT FOR EQUIPMENT ANCHOR BOLT - INCLUDING LABOR & EQUIPMENT - INCLUDING FABRICATION / FORM INSTALL & REMOVAL - INCLUDING SHORING, SCAFFOLDING AND SAFETY MEASURES - INCLUDING FORMWORK CALCULATION FOR STG PEDESTAL & TOP DECK | M2 | 0 |  |  |  | 0 | 0
3.3.4 | EPCBCC000040 | FAIR FACED ROUND FORM | - FOR EXPOSED SUPERSTRUCTURE FORM FACE / PAINTED CONCRETE FORM FACE - FOR EQUIPMENT PLINTH AND FLOOR OPENING - COATED PLYWOOD THK. 18MM, 3 USE | - INCLUDING, FORM TIE, ALL ACCESSORIES, SEALING OF FORM TIE HOLE, SEPARATOR & ANCHOR BOX OUT. - INCLUDING CHAMFER FOR EXPOSED EDGE - INCLUDING FLOOR AND WALL OPENING WORK & SLEEVE - INCLUDING BOXOUT FOR EQUIPMENT ANCHOR BOLT - INCLUDING LABOR & EQUIPMENT - INCLUDING FABRICATION / FORM INSTALL & REMOVAL - INCLUDING SHORING, SCAFFOLDING AND SAFETY MEASURES - INCLUDING FORMWORK CALCULATION IF REQUIRED | M2 | 0 |  |  |  | 0 | 0
3.3.5 | EPCBCC000050 | NORMAL FACED ROUND FORM | - FOR UNDERGROUND CONCRETE - NORMAL FACE FOR HIDDEN SURFACE - NORMAL PLYWOOD THK. 18MM, 6 USE | - INCLUDING, FORM TIE, ALL ACCESSORIES, SEALING OF FORM TIE HOLE, SEPARATOR & ANCHOR BOX OUT. - INCLUDING CHAMFER FOR EXPOSED EDGE - INCLUDING FLOOR AND WALL OPENING WORK & SLEEVE - INCLUDING BOXOUT FOR EQUIPMENT ANCHOR BOLT - INCLUDING LABOR & EQUIPMENT - INCLUDING FABRICATION / FORM INSTALL & REMOVAL - INCLUDING SHORING, SCAFFOLDING AND SAFETY MEASURES - INCLUDING FORMWORK CALCULATION IF REQUIRED | M2 | 0 |  |  |  | 0 | 0
3.4 | EPCBCD00 | OTHERS(REINFORCED CONCRETE WORK)
3.4.1 | EPCBCD000010 | OTHERS(REINFORCED CONCRETE WORK) |  |  | LOT | 0 |  |  |  | 0 | 0
3.5 | EPCBD000 | PRECAST CONCRETE WORKS
3.5.1 | EPCBD0000010 | PRECAST SINGLE TEE SLAB | - THK. 450~600mm / 50 - L=12m | - INCLUDING ACCESSORIES, ANCHORING & GROUT, REINFORCING BAR OR MESH - INCLUDING LABOR & EQUIPMENT FOR ERECTION - INCLUDING TEMPORARY SUPPORT - INCLUDING TAPING AND SEALANT | M2 | 0 |  |  |  | 0 | 0
3.5.2 | EPCBD0000020 | PRECAST DOUBLE TEE SLAB | - THK. 600~800mm / 100 - L=12m | - INCLUDING ACCESSORIES, ANCHORING & GROUT, REINFORCING BAR OR MESH - INCLUDING LABOR & EQUIPMENT FOR ERECTION - INCLUDING TEMPORARY SUPPORT - INCLUDING TAPING AND SEALANT | M2 | 0 |  |  |  | 0 | 0
3.5.2.1 | EPCBD0000021 | PRECAST DOUBLE TEE SLAB | - LEG THK. 150mm - LEG HEIGHT. 400~1000mm - SLAB THK. 50mm - L=10~26m | - INCLUDING RE-BAR INSIDE - INCLUDING LIFTING HANDLE & CONER ANGLE - INCLUDING LABOR & EQUIPMENT FOR ERECTION | M2 | 0 |  |  |  | 0 | 0
3.5.2.2 | EPCBD0000022 | PRECAST HOLLOW CORE SLAB | - THK. 200~380mm - L=5~16m | - INCLUDING RE-BAR INSIDE - INCLUDING LIFTING HANDLE & CONER ANGLE - INCLUDING LABOR & EQUIPMENT FOR ERECTION | M2 | 0 |  |  |  | 0 | 0
3.5.3 | EPCBD0000030 | PRECAST CONC. COVER | - FOR PIPE & CABLE TRENCH CONC. COVER - f'c=30 MPa(cylinder) - MIN. CEMENT CONTENT: 400kg/m3 | - INCLUDING RE-BAR INSIDE - INCLUDING LIFTING HANDLE & CONER ANGLE - INCLUDING LABOR & EQUIPMENT FOR ERECTION | M2 | 0
3.5.3.1 | EPCBD0000031 | PRECAST CONC. COVER | - THK.100 (SINGLE FABRIC) | - INCLUDING RE-BAR INSIDE - INCLUDING LIFTING HANDLE & CONER ANGLE - INCLUDING LABOR & EQUIPMENT FOR ERECTION | M2 | 0 |  |  |  | 0 | 0
3.5.3.2 | EPCBD0000032 | PRECAST CONC. COVER | - THK.150 (SINGLE FABRIC) | - INCLUDING RE-BAR INSIDE - INCLUDING LIFTING HANDLE & CONER ANGLE - INCLUDING LABOR & EQUIPMENT FOR ERECTION | M2 | 0 |  |  |  | 0 | 0
3.5.3.3 | EPCBD0000033 | PRECAST CONC. COVER | - THK.200 (DOUBLE FABRIC) | - INCLUDING RE-BAR INSIDE - INCLUDING LIFTING HANDLE & CONER ANGLE - INCLUDING LABOR & EQUIPMENT FOR ERECTION | M2 | 0 |  |  |  | 0 | 0
3.5.3.4 | EPCBD0000034 | PRECAST CONC. COVER | - THK.250 (DOUBLE FABRIC) | - INCLUDING RE-BAR INSIDE - INCLUDING LIFTING HANDLE & CONER ANGLE - INCLUDING LABOR & EQUIPMENT FOR ERECTION | M2 | 0 |  |  |  | 0 | 0
3.5.4 | EPCBD0000040 | OTHERS(PRECAST CONCRETE WORKS) |  |  | LOT | 0 |  |  |  | 0 | 0
SUB TOTAL | [10 empty] | 0
4 | EPCBE000 | STEEL STRUCTURE WORK
4.1 | EPCBE0000010 | STRUCTURAL STEEL | - ASTM A36 OR EQUIVALENT |  |  | 0
4.1.1 | EPCBE0000011 | STRUCTURAL STEEL (OUTDOOR STEEL / EN10025-2 S355JR) | - EN10025-2 S355JR OR EQUIVALENT - PAINT : BLASTING SIS SA 2 1/2 OR EQUIVALENT 1 COAT ZINC EPOXY PRIMER (60㎛) 1~2 COAT EPOXY HIGH SOLID (200㎛) 1 COAT 2-COMP. POLYURETHANE (60㎛) TOTAL DFT : TOTAL 320㎛ - HIGH STRENGTH BOLT, NUT & WASHER EN14399, ASTM A325 or EQ. HOT DIP GALVANIZED AS PER ASTM A153 ASTM A490, DACROMET COATING | FABRICATION work includes followings but not limited to; - Shop drawings with Master member list. - Supply of Raw materials consisting of steel structures like Main members(roll or built up), Purlin & Girth, Stair, Canopy, Fasteners and Stud Shear Connector(Stud bolt, Ceramic ferrule type) - Supply of Paints for touch up painting at the site. - Fabrication of Steel structures including Painting. - Transportation of the Materials to Construction Site(FOT). - Submissions : Certificate of Raw materials,Factory Test Report. ERECTION Work includes followings but not limited to; - Erection, Bolting, Welding, Touch up Painting and Grouting work for Column base. - Supply of Equipment for Material Handling and Lifting , Scaffolding, Tools and Consumables. - Submissions : Test and Inspection Report. - Welding Machine & Gun for Stud Shear Connector(Stud bolt, Ceramic ferrule type) | TON | 0 |  |  |  | 0 | 0
4.1.2 | EPCBE0000012 | STRUCTURAL STEEL (OUTDOOR STEEL / EN10025-2 S355JR) | - EN10025-2 S355JR OR EQUIVALENT - PAINT : BLASTING SIS SA 2 1/2 OR EQUIVALENT 1 COAT ZINC EPOXY PRIMER (60㎛) 1~2 COAT EPOXY HIGH SOLID (200㎛) 1 COAT 2-COMP. POLYURETHANE (60㎛) TOTAL DFT : TOTAL 320㎛ - HIGH STRENGTH BOLT, NUT & WASHER EN14399, ASTM A325 or EQ. HOT DIP GALVANIZED AS PER ASTM A153 ASTM A490, DACROMET COATING | FABRICATION work includes followings but not limited to; - Shop drawings with Master member list. - Supply of Raw materials consisting of steel structures like Main members(roll or built up), Purlin & Girth, Stair, Canopy, Fasteners and Stud Shear Connector(Stud bolt, Ceramic ferrule type) - Supply of Paints for touch up painting at the site. - Fabrication of Steel structures including Painting. - Transportation of the Materials to Construction Site(FOT). - Submissions : Certificate of Raw materials,Factory Test Report. ERECTION Work includes followings but not limited to; - Erection, Bolting, Welding, Touch up Painting and Grouting work for Column base. - Supply of Equipment for Material Handling and Lifting , Scaffolding, Tools and Consumables. - Submissions : Test and Inspection Report. - Welding Machine & Gun for Stud Shear Connector(Stud bolt, Ceramic ferrule type) | TON | 0 |  |  |  | 0 | 0
4.2 | EPCBE0000020 | STRUCTURAL STEEL | - ASTM A572, ASTM A992 OR EQ |  |  | 0
4.2.1 | EPCBE0000021 | STRUCTURAL STEEL (INDOOR STEEL / KS D 3530 SSC275) | - KS D 3530 SSC275 OR EQUIVALENT - PAINT : BLASTING SIS SA 2 1/2 OR EQUIVALENT, 1 COAT ZINC EPOXY PRIMER (75㎛) 1 COAT EPOXY HIGH SOLID (100㎛) - TOTAL DFT : 175㎛ - COMMON BOLT, NUT & WASHER KS B 1002, ASTM A307 or EQ. HOT DIP GALVANIZED AS PER ASTM A153 | FABRICATION work includes followings but not limited to; - Shop drawings with Master member list. - Supply of Raw materials consisting of steel structures like Main members(roll or built up), Purlin & Girth, Stair, Canopy, Fasteners and Stud Shear Connector(Stud bolt, Ceramic ferrule type) - Supply of Paints for touch up painting at the site. - Fabrication of Steel structures including Painting. - Transportation of the Materials to Construction Site(FOT). - Submissions : Certificate of Raw materials,Factory Test Report. ERECTION Work includes followings but not limited to; - Erection, Bolting, Welding, Touch up Painting and Grouting work for Column base. - Supply of Equipment for Material Handling and Lifting , Scaffolding, Tools and Consumables. - Submissions : Test and Inspection Report. - Welding Machine & Gun for Stud Shear Connector(Stud bolt, Ceramic ferrule type) | TON | 8.4 |  |  |  | 0 | 0
4.2.2 | EPCBE0000022 | STRUCTURAL STEEL (INDOOR STEEL / KS D 3515 SM355) | - KS D 3515 SM355 OR EQUIVALENT - PAINT : BLASTING SIS SA 2 1/2 OR EQUIVALENT 1 COAT ZINC EPOXY PRIMER (75㎛) 1 COAT 2-COMP. POLYURETHANE (100㎛) TOTAL DFT : TOTAL 175㎛ - HIGH STRENGTH BOLT, NUT & WASHER KS B 1010, ASTM A325 or EQ. HOT DIP GALVANIZED AS PER ASTM A153 ASTM A490, DACROMET COATING | FABRICATION work includes followings but not limited to; - Shop drawings with Master member list. - Supply of Raw materials consisting of steel structures like Main members(roll or built up), Purlin & Girth, Stair, Canopy, Fasteners and Stud Shear Connector(Stud bolt, Ceramic ferrule type) - Supply of Paints for touch up painting at the site. - Fabrication of Steel structures including Painting. - Transportation of the Materials to Construction Site(FOT). - Submissions : Certificate of Raw materials,Factory Test Report. ERECTION Work includes followings but not limited to; - Erection, Bolting, Welding, Touch up Painting and Grouting work for Column base. - Supply of Equipment for Material Handling and Lifting , Scaffolding, Tools and Consumables. - Submissions : Test and Inspection Report. - Welding Machine & Gun for Stud Shear Connector(Stud bolt, Ceramic ferrule type) | TON | 55.082 |  |  |  | 0 | 0
4.2.3 | EPCBE0000023 | STRUCTURAL STEEL (STEEL PLATE / API 2H Gr.50) | -API 2H Gr.50 OR EQUIVALENT - PAINT : BLASTING SIS SA 2 1/2 OR EQUIVALENT 1 COAT ZINC EPOXY PRIMER (60㎛) 1~2 COAT EPOXY HIGH SOLID (120㎛) 1 COAT 2-COMP. POLYURETHANE (60㎛) TOTAL DFT : TOTAL 240㎛ - HIGH STRENGTH BOLT, NUT & WASHER - ASTM A325 or EQ. HOT DIP GALVANIZED AS PER ASTM A153 - ASTM A490, DACROMET COATING | FABRICATION work includes followings but not limited to; - Shop drawings with Master member list. - Supply of Raw materials consisting of steel structures like Main members(roll or built up), Purlin & Girth, Stair, Canopy, Fasteners and Stud Shear Connector(Stud bolt, Ceramic ferrule type) - Supply of Paints for touch up painting at the site. - Fabrication of Steel structures including Painting. - Transportation of the Materials to Construction Site(FOT). - Submissions : Certificate of Raw materials,Factory Test Report. ERECTION Work includes followings but not limited to; - Erection, Bolting, Welding, Touch up Painting and Grouting work for Column base. - Supply of Equipment for Material Handling and Lifting , Scaffolding, Tools and Consumables. - Submissions : Test and Inspection Report. - Welding Machine & Gun for Stud Shear Connector(Stud bolt, Ceramic ferrule type) | TON | 0 |  |  |  | 0 | 0
4.2.4 | EPCBE0000024 | STRUCTURAL STEEL (STEEL PIPE / API 2H Gr.50) | -API 2H Gr.50 OR EQUIVALENT - PAINT : BLASTING SIS SA 2 1/2 OR EQUIVALENT 1 COAT ZINC EPOXY PRIMER (60㎛) 1~2 COAT EPOXY HIGH SOLID (120㎛) 1 COAT 2-COMP. POLYURETHANE (60㎛) TOTAL DFT : TOTAL 240㎛ - HIGH STRENGTH BOLT, NUT & WASHER - ASTM A325 or EQ. HOT DIP GALVANIZED AS PER ASTM A153 - ASTM A490, DACROMET COATING | FABRICATION work includes followings but not limited to; - Shop drawings with Master member list. - Supply of Raw materials consisting of steel structures like Main members(roll or built up), Purlin & Girth, Stair, Canopy, Fasteners and Stud Shear Connector(Stud bolt, Ceramic ferrule type) - Supply of Paints for touch up painting at the site. - Fabrication of Steel structures including Painting. - Transportation of the Materials to Construction Site(FOT). - Submissions : Certificate of Raw materials,Factory Test Report. ERECTION Work includes followings but not limited to; - Erection, Bolting, Welding, Touch up Painting and Grouting work for Column base. - Supply of Equipment for Material Handling and Lifting , Scaffolding, Tools and Consumables. - Submissions : Test and Inspection Report. - Welding Machine & Gun for Stud Shear Connector(Stud bolt, Ceramic ferrule type) | TON | 0 |  |  |  | 0 | 0
4.2.5 | EPCBE0000025 | STRUCTURAL STEEL(INDOOR STEEL / BUILT-UP) | - ASTM A572 GRADE50 OR EQUIVALENT - PAINT : BLASTING SIS SA 2 1/2 OR EQUIVALENT 1 COAT ZINC EPOXY PRIMER (60㎛) 1~2 COAT EPOXY HIGH SOLID (120㎛) TOTAL DFT : TOTAL 180㎛ - HIGH STRENGTH BOLT, NUT & WASHER - ASTM A325 or EQ. HOT DIP GALVANIZED AS PER ASTM A153 - ASTM A490, DACROMET COATING | FABRICATION work includes followings but not limited to; - Shop drawings with Master member list. - Supply of Raw materials consisting of steel structures like Main members(roll or built up), Purlin & Girth, Stair, Canopy, Fasteners and Stud Shear Connector(Stud bolt, Ceramic ferrule type) - Supply of Paints for touch up painting at the site. - Fabrication of Steel structures including Painting. - Transportation of the Materials to Construction Site(FOT). - Submissions : Certificate of Raw materials,Factory Test Report. ERECTION Work includes followings but not limited to; - Erection, Bolting, Welding, Touch up Painting and Grouting work for Column base. - Supply of Equipment for Material Handling and Lifting , Scaffolding, Tools and Consumables. - Submissions : Test and Inspection Report. - Welding Machine & Gun for Stud Shear Connector(Stud bolt, Ceramic ferrule type) | TON | 0 |  |  |  | 0 | 0
4.3 | EPCBE0000030 | STRUCTURAL STEEL (INDOOR STEEL-PEB SYSTEM | - ASTM A572 GRADE50 OR EQUIVALENT - PAINT : BLASTING SIS SA 2 1/2 OR EQUIVALENT 1 COAT ZINC EPOXY PRIMER (60㎛) 1~2 COAT EPOXY HIGH SOLID (120㎛) TOTAL DFT : TOTAL 180㎛ - HIGH STRENGTH BOLT, NUT & WASHER - ASTM A325 or EQ. HOT DIP GALVANIZED AS PER ASTM A153 | FABRICATION work includes followings but not limited to; - Shop drawings with Master member list. - Supply of Raw materials consisting of steel structures like Main members(roll or built up), Purlin & Girth, Stair, Canopy, Fasteners and Stud Shear Connector(Stud bolt, Ceramic ferrule type) - Supply of Paints for touch up painting at the site. - Fabrication of Steel structures including Painting. - Transportation of the Materials to Construction Site(FOT). - Submissions : Certificate of Raw materials,Factory Test Report. ERECTION Work includes followings but not limited to; - Erection, Bolting, Welding, Touch up Painting and Grouting work for Column base. - Supply of Equipment for Material Handling and Lifting , Scaffolding, Tools and Consumables. - Submissions : Test and Inspection Report. - Welding Machine & Gun for Stud Shear Connector(Stud bolt, Ceramic ferrule type) | TON | 0 |  |  |  | 0 | 0
4.4 | EPCBE0000040 | ANCHOR BOLT | - STEEL : KS B 1016 OR ASTM F1554 OR EQ - HOT DIP GALVANIZED STEEL - DIA 24MM, L=800 | - FOR STEEL COLUMN BASE - INCLUDING ANCHOR SUPPORT & TEMPLATE WORK | EA | 56 |  |  |  | 0 | 0
4.5 | EPCBE0000050 | NON-SHRINKAGE GROUT | - f'c=58 MPa(cyliner) - CEMENTIOUS | - FOR STEEL COLUMN BASE - INCLUDING FORM WORK | M3 | 0.09237 |  |  |  | 0 | 0
4.6 |  | DECK PLATE |  |  |  | 0
4.6.1 | EPCBE0000060 | DECK PLATE | - THK. 1.6mm GALVANIZED STEEL - HOT DIPPED GALVANIZED AS PER ASTM A653-01a - ZINC WEIGHT OF NOT LESS THAN 0.275kg/m2 ON EACH SIDE OF SHEET | - INCLUDING ALL SUBSIDIARY WORK SUCH AS OPENING ARRANGEMENT, INSTALLATION OF END PLATE & ENCLOSURE, CONC. STOPPER, WELDING, etc. - AS PER TECH SPEC. - QUANTITIES OF LAP SPLICE TO BE CONSIDERED - QUANTITIES OF END PLATE(H=250mm) & ENCLOSURE TO BE CONSIDERED | M2 | 0 |  |  |  | 0 | 0
4.6.2 | EPCBE0000061 | DECK PLATE | - THK. 1.2mm GALVANIZED STEEL - HOT DIPPED GALVANIZED AS PER ASTM A653-01a - ZINC WEIGHT OF NOT LESS THAN 0.275kg/m2 ON EACH SIDE OF SHEET | - INCLUDING ALL SUBSIDIARY WORK SUCH AS OPENING ARRANGEMENT, INSTALLATION OF END PLATE & ENCLOSURE, CONC. STOPPER, WELDING, etc. - AS PER TECH SPEC. - QUANTITIES OF LAP SPLICE TO BE CONSIDERED - QUANTITIES OF END PLATE(H=250mm) & ENCLOSURE TO BE CONSIDERED | M2 | 0 |  |  |  | 0 | 0
4.7 | EPCBE0000070 | FIRE PROOFING COATING 2.0 HOUR (INDOOR STEEL) | - 2.0 HOUR FIRE PROOFING COATING - INTUMESCENT FIREPROOF PAINT | - INCLUDING SCAFFOLDING WORK - INCLUDING PROTECTION FOR EQUIPMENT AND FACILITY - INCLUDING REACTIFICATION OF DAMAGED PARTS ON SITE - INCLUDING CERTIFICATION | M2 | 0 |  |  |  | 0 | 0
4.8 | EPCBE0000080 | FIRE PROOFING COATING 1.0 HOUR (INDOOR STEEL) | - 1.0 HOUR FIRE PROOFING COATING - INTUMESCENT FIREPROOF PAINT |  | M2 | 0 |  |  |  | 0 | 0
4.9 | EPCBE0000090 | PERFORATED STEEL PLATE | - THK. 3mm STEEL PLATE - PAINT : BLASTING SIS SA 2 1/2 OR EQUIVALENT 1 COAT ZINC EPOXY PRIMER (60㎛) 1~2 COAT EPOXY HIGH SOLID (120㎛) 1 COAT 2-COMP. POLYURETHANE (60㎛) TOTAL DFT : TOTAL 240㎛ |  | M2 | 0 |  |  |  | 0 | 0
4.9.1 | EPCBE0000090 | CORRUGATED STEEL PLATE | - THK. 8mm STEEL PLATE - PAINT : BLASTING SIS SA 2 1/2 OR EQUIVALENT 1 COAT ZINC EPOXY PRIMER (60㎛) 1~2 COAT EPOXY HIGH SOLID (200㎛) 1 COAT 2-COMP. POLYURETHANE (60㎛) TOTAL DFT : TOTAL 320㎛ |  | M2 | 0 |  |  |  | 0 | 0
4.9.2 | EPCBE0000090 | CORRUGATED STEEL PLATE | - THK. 15mm STEEL PLATE - PAINT : BLASTING SIS SA 2 1/2 OR EQUIVALENT 1 COAT ZINC EPOXY PRIMER (60㎛) 1~2 COAT EPOXY HIGH SOLID (200㎛) 1 COAT 2-COMP. POLYURETHANE (60㎛) TOTAL DFT : TOTAL 320㎛ |  | M2 | 0
4.10 | EPCBE0000100 | DOME STRUCTURE INCLUDING CLADDING |  |  | TON | 0 |  |  |  | 0 | 0
4.11 | EPCBE0000110 | STRUCTURAL STEEL(ERECTION ONLY) |  | Includes followings but not limited to; - Erection, Bolting, Welding, Touch up Painting and Grouting work for Column base. - Supply of Equipment for Material Handling and Lifting , Scaffolding, Tools and Consumables. - Submissions : Test and Inspection Report. - Welding Machine & Gun for Stud Shear Connector(Stud bolt, CERAMIC FERRULE TYPE) - INSTALLATION OF STUD BOLT | TON | 0 |  |  |  | 0 | 0
4.12 | EPCBE0000120 | STRUCTURAL STEEL(PEB SYSTEM ERECTION ONLY) |  | Includes followings but not limited to; - Erection, Bolting, Welding, Touch up Painting and Grouting work for Column base. - Supply of Equipment for Material Handling and Lifting , Scaffolding, Tools and Consumables. - Submissions : Test and Inspection Report. - Welding Machine & Gun for Stud Shear Connector(Stud bolt, CERAMIC FERRULE TYPE) | TON | 0 |  |  |  | 0 | 0
SUB TOTAL | [10 empty] | 0
5 | EPCBF000 | MASONRY WORK
5.1 | EPCBF0000010 | INSULATION | - THERMAL INSULATION MATERIAL MADE OF RIGID URETHANE FOAM - PUR(polyurethane), THK.150mm | - INCLUDING FIXING ACCESSORIES - INCLUDING SCAFFOLDING | M2 | 3344 |  |  |  | 0 | 0
5.2 | EPCBF0000020 | T115 CLAY/CEMENT BRICK | - 0.5B | -INCLUDING TIES & GALV. ANCHOR TO BE WELDED TO STEEL - INCLUDING SCAFFOLDING - INCLUDING VERT./ HORIZONTAL JOINT WORK - INCLUDING SEISMIC REINFORCEMENT BAR (VERTICAL, HORIZONTAL) - INCLUDING HEADER, STIFF COLUMN, LINTEL, CONC. FRAME FOR LARGE OPENING | M2 | 3485.6 |  |  |  | 0 | 0
5.3 | EPCBF0000030 | T230 CLAY/CEMENT BRICK | - 1.0B | -INCLUDING TIES & GALV. ANCHOR TO BE WELDED TO STEEL - INCLUDING SCAFFOLDING - INCLUDING VERT./ HORIZONTAL JOINT WORK - INCLUDING SEISMIC REINFORCEMENT BAR (VERTICAL, HORIZONTAL) - INCLUDING HEADER, STIFF COLUMN, LINTEL, CONC. FRAME FOR LARGE OPENING | M2 | 5585.5 |  |  |  | 0 | 0
5.4 | EPCBF0000040 | 4" SAND-LIME BRICK | - ASTM C55 - COMPRESSIVE STRENGTH : 20 N/mm2 - SIZE 222x108x67 | -INCLUDING TIES & GALV. ANCHOR TO BE WELDED TO STEEL - INCLUDING SCAFFOLDING - INCLUDING VERT./ HORIZONTAL JOINT WORK - INCLUDING SEISMIC REINFORCEMENT BAR (VERTICAL, HORIZONTAL) - INCLUDING HEADER, STIFF COLUMN, LINTEL, CONC. FRAME FOR LARGE OPENING | M2 | 0 |  |  |  | 0 | 0
5.5 | EPCBF0000050 | HOLLOW CONC. BLOCK | - TYPE I AS PER ASTM C90 - WALL TIE : GALVANIZED STEEL, ASTM A153 CLASS B2 OR EQUIVALANT : FISHTAILED TYPE (150 mm x 75mm) : Max. @450mm (VERTICAL) : Max. @900mm (HORIZONTAL) - WALL LUG : BUTTERFLY TYPE : Max. @450mm (VERTICAL) | - INCLUDING GALV. ANCHOR, TIES, LUGS - INCLUDING METAL LATH (Min.300mm Wide) - INCLUDING SCAFFOLDING - INCLUDING VERT./ HORIZONTAL JOINT WORK - INCLUDING VERTICAL JOINTS POINTED FLUSH AND HORIZONTAL JOINTS POINTED STRUCK FOR FAIR FACED CONC. BLOCK ONLY - INCLUDING GALV. ANCHOR STRIP TO BE WELDED TO STEEL - INCLUDING SOLID CONC. BLOCK FOR END BLOCKS - INCLUDING HEADER, STIFF COLUMN, LINTEL, CONC. FRAME FOR LARGE OPENING - INCLUDING SEISMIC REINFORCEMENT BAR (VERTICAL, HORIZONTAL) | M2 | 0 |  |  |  | 0 | 0
5.6 | EPCBF0000060 | 8" HOLLOW CONC. BLOCK |  |  | M2 | 0 |  |  |  | 0 | 0
5.7 | EPCBF0000070 | 6" HOLLOW CONC. BLOCK |  |  | M2 | 0 |  |  |  | 0 | 0
5.8 | EPCBF0000080 | 4" HOLLOW CONC. BLOCK |  |  | M2 | 0 |  |  |  | 0 | 0
5.9 | EPCBF0000090 | 8" FAIR FACED CONC. BLOCK |  |  | M2 | 0 |  |  |  | 0 | 0
5.10 | EPCBF0000100 | 6" FAIR FACED CONC. BLOCK |  |  | M2 | 0 |  |  |  | 0 | 0
5.11 | EPCBF0000110 | 4" FAIR FACED CONC. BLOCK |  |  | M2 | 0 |  |  |  | 0 | 0
5.12 | EPCBF0000120 | CAVITY WALL W/INSULATION (8" BLOCK+ INSULATION+ 4"HOLLOW BLCOK or 4'' SAND-LIME BRICK) |  |  | M2 | 0 |  |  |  | 0 | 0
5.13 | EPCBF0000130 | CAVITY WALL W/INSULATION (4" BLOCK+ INSULATION+ 4"HOLLOW BLCOK or 4'' SAND-LIME BRICK) |  |  | M2 | 0 |  |  |  | 0 | 0
5.14 | EPCBF0000140 | 8" U-CONC. BLOCK | - TYPE I AS PER ASTM C90 - 4-D12 REINFORCING BARS TO BE USED AND TO BE FILLED W/ CONC | - INCLUDING SCAFFOLDING - INCLUDING VERT./ HORIZONTAL JOINT WORK - INCLUDING GALV. ANCHOR STRIP TO BE WELDED TO STEEL | M2 | 0 |  |  |  | 0 | 0
5.15 | EPCBF0000150 | 6" U-CONC. BLOCK | - TYPE I AS PER ASTM C90 - 4-D12 REINFORCING BARS TO BE USED AND TO BE FILLED W/ CONC | - INCLUDING SCAFFOLDING - INCLUDING VERT./ HORIZONTAL JOINT WORK - INCLUDING GALV. ANCHOR STRIP TO BE WELDED TO STEEL | M2 | 0 |  |  |  | 0 | 0
5.16 | EPCBF0000160 | 4" U-CONC. BLOCK | - TYPE I AS PER ASTM C90 - 2-D12 REINFORCING BARS TO BE USED AND TO BE FILLED W/ CONC | - INCLUDING SCAFFOLDING - INCLUDING VERT./ HORIZONTAL JOINT WORK - INCLUDING GALV. ANCHOR STRIP TO BE WELDED TO STEEL | M2 | 0 |  |  |  | 0 | 0
5.18 | EPCBF0000180 | HOLLOW GLASS BLOCK | - 200mm x 200mm x thk.90 - COMFORMING TO BS1207 & CP122 | - INCLUDNG SCAFFOLDING - INCLUDNG FIXING MATERIAL | M2 | 0 |  |  |  | 0 | 0
5.19 | EPCBF0000190 | DAMP-PROOF COURSE | - ALUMINUM CORED BITUMENISED HESSIAN COVERED SHEET : BS743, W=350mm | - HORIZONTAL: BOTTOM OF ALL BLOCKWORK - VERTICAL: ALL DOOR & WINDOW REVEALS | M | 562 |  |  |  | 0 | 0
5.20 | EPCBF0000200 | OTHERS(MASONRY WORK) |  |  | LOT | 0 |  |  |  | 0 | 0
SUB TOTAL | [10 empty] | 0
6 | EPCBG000 | PLASTER WORK
6.1 | EPCBG0000010 | BONDED CEMENT SCREED | - THK. MIN. 40mm | - INCLUDING CONTROL JOINT WORK WITH ALL RELATED MATERIAL - INCLUDING STEEL TROWEL FINISHING AND/ OR MECHANICAL PLACING & FINISHING - INCLUDING ADHESIVE AND APPROPRIATE SLOPE | M2 | 0 |  |  |  | 0 | 0
6.2 | EPCBG0000020 | EXTERIOR CEMENT PLASTER FOR WALL | - THK. 18mm / 2 COATS (9+9)mm | - INCLUDING SCAFFOLDING - INCLUDING VERT. /HORIZONTAL CONTROL JOINT WORK - INCLUDING GALV. CORNER & CASING BEAD & PLASTER STOP & LATH WORK - INCLUDING PREPARETION OF SURFACE & MOIST CURING | M2 | 3209 |  |  |  | 0 | 0
6.3 | EPCBG0000030 | INTERIOR CEMENT PLASTER FOR WALL | - THK. 18mm / 2 COATS (9+9)mm |  | M2 | 7513.5 |  |  |  | 0 | 0
6.3.1 | EPCBG0000031 | INTERIOR CEMENT PLASTER FOR CEILING | - THK. 9mm / 2 COATS (4.5+4.5)mm |  | M2 | 0 |  |  |  | 0 | 0
6.4 | EPCBG0000040 | STEEL TROWEL FINISH | - FOR CONCRETE FLOOR FACE UNDER THE HARDENER FINISHING, PAINTING AND PVC TILE, CARPET TILE, ETC. | - INCLUDING FLOOR SLOPE AT WET AREA - INCLUDING GRINDING WORK ON CONC. SLAB | M2 | 7177 |  |  |  | 0 | 0
6.5 | EPCBG0000050 | OTHERS(PLASTER WORK) |  |  | LOT | 0 |  |  |  | 0 | 0
SUB TOTAL | [10 empty] | 0
7 | EPCBH000 | PAINTING WORK
7.1 | EPCBH0000010 | EMULSION PAINT (EXT.) | - FOR EXT. WALL - 1 COAT PRIMER - 2 COATS EMULSION PAINT | - INCLUDING SCAFFOLDING - INCLUDING SURFACE TREATMENT & PAINT PUTTY - TO EXECUTE AS PER MANUFACTURER'S INSTRUCTION | M2 | 0 |  |  |  | 0 | 0
7.2 | EPCBH0000020 | EMULSION PAINT (INT.) | - FOR INT. WALL & CEILING - 1 COAT PRIMER - 2 COATS EMULSION PAINT | - INCLUDING SCAFFOLDING - INCLUDING SURFACE TREATMENT & PAINT PUTTY - TO EXECUTE AS PER MANUFACTURER'S INSTRUCTION | M2 | 10090.5 |  |  |  | 0 | 0
7.3 | EPCBH0000030 | ACRYLIC PAINT (EXT.) | - FOR EXT. WALL - 1 COAT PRIMER - 2 COATS ACRYLIC PAINT | - INCLUDING SCAFFOLDING - INCLUDING SURFACE TREATMENT & PAINT PUTTY - TO EXECUTE AS PER MANUFACTURER'S INSTRUCTION | M2 | 4418 |  |  |  | 0 | 0
7.4 | EPCBH0000040 | ACRYLIC PAINT (INT.) | - FOR INT. WALL & CEILING - 1 COAT PRIMER - 2 COATS ACRYLIC PAINT | - INCLUDING SCAFFOLDING - INCLUDING SURFACE TREATMENT & PAINT PUTTY - TO EXECUTE AS PER MANUFACTURER'S INSTRUCTION | M2 | 0 |  |  |  | 0 | 0
7.5 | EPCBH0000050 | ACRYLIC PAINT (BASE) | - FOR BASE PAINT H=100mm - 1 COAT PRIMER - 2 COATS ACRYLIC PAINT | - INCLUDING SCAFFOLDING - INCLUDING SURFACE TREATMENT & PAINT PUTTY - TO EXECUTE AS PER MANUFACTURER'S INSTRUCTION | M | 0 |  |  |  | 0 | 0
7.6 | EPCBH0000060 | ALKYD ENAMEL PAINT | - FOR INT. WALL & CEILING - 1 COAT PRIMER - 2 COATS OF ALKYD ENAMEL PAINT | - INCLUDING SCAFFOLDING - INCLUDING SURFACE TREATMENT & PANIT PUTTY - TO EXECUTE AS PER MANUFACTURER'S INSTRUCTION | M2 | 0 |  |  |  | 0 | 0
7.7 | EPCBH0000070 | EPOXY PAINT (FLOOR) | - FOR INTERIOR FLOOR - 1 COAT PRIMER - 2 COATS EPOXY POLYAMIDE, SEAL COAT TYPE | - INCLUDING SCAFFOLDING - INCLUDING SURFACE TREATMENT & PANIT PUTTY - TO EXECUTE AS PER MANUFACTURER'S INSTRUCTION | M2 | 2829.5 |  |  |  | 0 | 0
7.7.1 | EPCBH0000071 | EPOXY PAINT (DUST PROOF) | - FOR BENEATH OF FALSE FLOOR - 1 COAT PRIMER - 1 COATS EPOXY POLYAMIDE | - INCLUDING SCAFFOLDING - INCLUDING SURFACE TREATMENT & PANIT PUTTY - TO EXECUTE AS PER MANUFACTURER'S INSTRUCTION | M2 | 0 |  |  |  | 0 | 0
7.8 | EPCBH0000080 | EPOXY PAINT (EXT.) | - FOR EXT. WALL - 1 COAT PRIMER - 2 COATS EPOXY POLYAMIDE | - INCLUDING SCAFFOLDING - INCLUDING SURFACE TREATMENT & PANIT PUTTY - TO EXECUTE AS PER MANUFACTURER'S INSTRUCTION | M2 | 0 |  |  |  | 0 | 0
7.9 | EPCBH0000090 | EPOXY PAINT (INT.) | - FOR INT. WALL & CEILING - 1 COAT PRIMER - 2 COATS EPOXY POLYAMIDE | - INCLUDING SCAFFOLDING - INCLUDING SURFACE TREATMENT & PANIT PUTTY - TO EXECUTE AS PER MANUFACTURER'S INSTRUCTION | M2 | 0 |  |  |  | 0 | 0
7.10 | EPCBH0000100 | EPOXY PAINT (BASE) | - FOR BASE PAINT H=100mm - 1 COAT PRIMER - 2 COATS EPOXY POLYAMIDE | - INCLUDING SCAFFOLDING - INCLUDING SURFACE TREATMENT & PANIT PUTTY - TO EXECUTE AS PER MANUFACTURER'S INSTRUCTION | M | 786 |  |  |  | 0 | 0
7.11 | EPCBH0000110 | ACID RESISTANT PAINT (FLOOR) | - FOR INTERIOR FLOOR - 1 COAT CHLORINATED RUBBER PRIMER - 2 COATS CHLORINATED RUBBER HIGH BUILD | - INCLUDING SCAFFOLDING - INCLUDING SURFACE TREATMENT & PANIT PUTTY - TO EXECUTE AS PER MANUFACTURER'S INSTRUCTION | M2 | 25 |  |  |  | 0 | 0
7.12 | EPCBH0000120 | ACID RESISTANT PAINT (INT.) | - FOR INT. WALL & CEILING - 1 COAT CHLORINATED RUBBER PRIMER - 2 COATS CHLORINATED RUBBER HIGH BUILD | - INCLUDING SCAFFOLDING - INCLUDING SURFACE TREATMENT & PANIT PUTTY - TO EXECUTE AS PER MANUFACTURER'S INSTRUCTION | M2 | 95 |  |  |  | 0 | 0
7.13 | EPCBH0000130 | CHEMICAL RESISTANT EPOXY PAINT (FLOOR) | - FOR INTERIOR FLOOR - 1 COAT EPOXY PRIMER / SEALER - 2 COATS PHENOLIC EPOXY | - INCLUDING SCAFFOLDING - INCLUDING SURFACE TREATMENT & PANIT PUTTY - TO EXECUTE AS PER MANUFACTURER'S INSTRUCTION | M2 | 0 |  |  |  | 0 | 0
7.14 | EPCBH0000140 | CHEMICAL RESISTANT EPOXY PAINT (INT.) | - FOR INT. WALL & CEILING - 1 COAT EPOXY PRIMER / SEALER - 2 COATS PHENOLIC EPOXY |  | M2 | 0 |  |  |  | 0 | 0
7.15 | EPCBH0000150 | COLORLESS WATER REPELLENT PAINT | - FOR EXT. WALL (4" SAND-LIME BRICK) -1 COAT | - INCLUDING SCAFFOLDING | M2 | 0 |  |  |  | 0 | 0
7.16 | EPCBH0000160 | THK.5mm EPOXY SCREED & SEAL COAT (FLOOR) | - FOR INTERIOR FLOOR - 1 COAT EPOXY PRIMER & SEALER - 1 COAT EPOXY MORTAR SCREED - 1 COAT EPOXY SEAL COAT ON TOP OF EPOXY SCREED | - INCLUDING SURFACE TREATMENT & PANIT PUTTY - TO EXECUTE AS PER MANUFACTURER'S INSTRUCTION | M2 | 0 |  |  |  | 0 | 0
7.17 | EPCBH0000170 | THK.3mm HEAVY DUTY SELF LEVELLING EPOXY PAINT (FLOOR) | - FOR INTERIOR FLOOR - 1 COAT EPOXY PRIMER - 1 COAT HIGH BUILT SELF LEVELLING EPOXY SCREED COATING | - INCLUDING SURFACE TREATMENT & PANIT PUTTY - TO EXECUTE AS PER MANUFACTURER'S INSTRUCTION | M2 | 0 |  |  |  | 0 | 0
7.18 | EPCBH0000180 | TEXTURED PAINT (EXT.) | - FOR EXT. WALL - 1 COAT PRIMER, - 2 COATS TEXTURED PAINT - 1 COAT DIRT RESISTANCE FINISH COAT | - INCLUDING SCAFFOLDING - INCLUDING SURFACE TREATMENT & PANIT PUTTY - WATER RESISTANCE ,ANTI-CONTAMINATION,EASY CLEANING - TO EXECUTE AS PER MANUFACTURER'S INSTRUCTION | M2 | 0 |  |  |  | 0 | 0
7.19 | EPCBH0000190 | CHEMICAL SURFACE HARDENER | - FOR INTERIOR FLOOR - HEAVY DUTY FLOOR CHEMICAL SURFACE HARDENER ANTI-DUST FINISH | - INCLUDING STEEL TROWEL FINISHING AND/OR MECHANICAL PLACING & FINISHING - INCLUDING JOINT GROUTING - TO EXECUTE AS PER MANUFACTURER'S INSTRUCTION | M2 | 0 |  |  |  | 0 | 0
7.20 | EPCBH0000200 | OTHERS(PAINTING WORK) |  |  | LOT | 0 |  |  |  | 0 | 0
SUB TOTAL | [10 empty] | 0
8 | EPCBI000 | WATER PROOFING WORK
8.1 | EPCBI0000010 | RIGID INSULATION FOR ROOF | - FOR ROOF SLAB - THK. 150mm EXTRUDED POLYSTYRENE BOARD - COMPRESSIVE RESISTANCE : MIN. 32kg/M3 DENSITY | - INCLUDE JOINT TAPE | M2 | 3467 |  |  |  | 0 | 0
8.2 | EPCBI0000020 | MEMBRANE WATERPROOFING | - BUILT-UP ROOFING - FOR ROOF SLAB & PARAPET WALL - INCLUDING COLD WORKED PRIME COAT & 4mm THK. BITUMINUOUS ROOFING FELT | - INCLUDING GALV. STEEL FLASHING TO SEAL/COVER THE END OF WATERPROOFING AT PARAPET/UPSTAND - INCLUDING BITUMEN SEALANT AT GROOVE TO END WATERPROOFING MEMBRANE AT UPSTAND - INCLUDING ALL ACCESSORIES NEEDED FOR THE WORK - INCLUDING SURFACE TREATMENT WORK - INCLUDING WATER LEAKAGE(PONDING) TEST | M2 | 3813.7 |  |  |  | 0 | 0
8.3 | EPCBI0000030 | EPDM WATERROOFING MEMBRANE | - CONTINUOUS SHEET ETHYLENE PROPYLENE DIENE MONOMER (EPDM) ROOFING SYSTEM | - FULLY ADHERED EPDM SYSTEM TO MECHANICALLY ATTACHED - INCLUDING ADHESIVE, SHEET, RUBBER FLASHING, SEALANTS - TAPER RIGID INSULATION TO ROOF DRAIN - INCLUDING ALL ACCESSORIES NEEDED FOR THE WORK - INCLUDING SURFACE TREATMENT WORK - INCLUDING WATER LEAKAGE(PONDING) TEST | M2 | 0 |  |  |  | 0 | 0
8.4 | EPCBI0000040 | CEMENTITIOUS WATERPROOFING | - FOR FLOOR & WALL OF WET ROOM - 2 COAT CEMENT BASE - ACRYLIC-POLYMER EMULSION MIXED WITH CEMENT MORTARS | - INCLUDING ALL ACCESSORIES NEEDED FOR THE WORK - INCLUDING SURFACE TREATMENT WORK - INCLUDING WATER LEAKAGE(PONDING) TEST | M2 | 266 |  |  |  | 0 | 0
8.5 | EPCBI0000050 | P.E FILM (ROOF) | - THK. 0.1mm, 2 LAYERS FOR ROOF | - AS PER SPECIFICATION | M2 | 3467 |  |  |  | 0 | 0
8.6 | EPCBI0000060 | LIGHT WEIGHT CONCRETE ( ROOF ) | - LIGHTWEIGHT CELLULAR CONCRETE FILL PORTLAND CEMENT AND FOAMING AGENT - MIN.THK. 60 mm, 1/150 SLOPE | - INCLUDING ALL MATERIALS FOR CONTROL JOINT : @1.5m x 1.5m - INCLUDING WIRE MESH FOR CRACK CONTROL - INCLUDING LABOR & EQUIPMENT(READY MIXED CON'C CAR, PUMP CAR ETC) - INCLUDING STEEL TROWEL FINISHING AND/ OR MECHANICAL PLACING & FINISHING | M2 | 3467 |  |  |  | 0 | 0
8.7 | EPCBI0000070 | CON'C ROOF TILE | - PRECASTE CONC. TILE SIZE : 400x400xT40mm | - INCLUDING SEPARATION JOINT OF 15mm FILLED W/ APPROVED SEALANT - INCLUDING CRACK CONTROL JOINT : 8mmx12~15mm(H) @1.25x 1.25M FILLED W/APPROVED SEALANT - INCLUDING SEMI-DRY TYPE CEMENT MORTAR - INCLUDING CONTROL JOINT WORK WITH ALL RELATED MATERIAL - INCLUDING STEEL TROWEL FINISHING AND/ OR MECHANICAL PLACING & FINISHING | M2 | 0 |  |  |  | 0 | 0
8.8 | EPCBI0000080 | ROOF AGGREGATE | - THK. 50 mm / PROTECTION FOR WATER PROOFING - WASHED AGGREGATE MAX. @ 19MM |  | M2 | 0 |  |  |  | 0 | 0
8.9 | EPCBI0000090 | UNDERGROUND BITUMEN EMULSION PAINT | - 2 COATS | - NORMAL DRY CONDITION | M2 | 5689.02 |  |  |  | 0 | 0
8.10 | EPCBI0000100 | PVC WATERSTOP | - W = 200, THK 5mm | - HEAVY DUTY, FLEXIBLE P.V.C | M | 362 |  |  |  | 0 | 0
8.11 | EPCBI0000110 | HYDROPHILIC POLYMER RUBBER WATERSTOP | - BENTONITE CLAY & MICROSCOPIC PLATELETS WATERSTOP | - INCLUDING INSTALL | M | 0 |  |  |  | 0 | 0
8.12 | EPCBI0000120 | UNDERGROUND BITUMEN MEMBRANE | - FLEXIBLE MULTY LAYERED COMPOSITE SHEET - FELT MEMBRANE BONDED TO BITUMEN/POLYMER ADHESIVE - FOR ALL UNDERGROUND CONCRETE SURFACE | - INCLUDING SEALING JOINT WORK ; RAKING OUT OF WALL & FILLING W/ BITUMEN SEALING COMPOUND - FOR WRAPPING ALL UNDERGROUND FOUNDATION / CONC. STRUCTURE - INCLUDING AEROFOIL OR SIMILAR - INCLUDE'G ALUMINUM FLASHING ACCORDING TO SPEC. - REFER TO TECHNICAL SPEC. | M2 | 911.4 |  |  |  | 0 | 0
8.13 | EPCBI0000130 | CEMENT SCREED FOR WATER PROOFING | - THK. 25MM / PROTECTION FOR WATER PROOFING - FOR BOTTOM | - INCLUDING CONTROL JOINT WORK WITH ALL RELATED MATERIAL - INCLUDING STEEL TROWEL FINISHING AND/ OR MECHANICAL PLACING & FINISHING | M2 | 0 |  |  |  | 0 | 0
8.14 | EPCBI0000140 | PROTECTION BOARD | - BITUMEN IMPREGNATED FIBRE BOARD - THK. 6mm - FOR SIDE & TOP SIDE | - FOR WALL & VERTICAL SIDE | M2 | 911.4 |  |  |  | 0 | 0
8.15 | EPCBI0000141 | VAPOUR BARRIER | - THK. 0.15mm, P.E FILM 2 PLIES | - FOR BELOW LEAN CONCRETE | M2 | 4081 |  |  |  | 0 | 0
8.16 | EPCBI0000150 | OTHERS(WATER PROOFING WORK) |  |  | LOT | 0 |  |  |  | 0 | 0
SUB TOTAL | [10 empty] | 0
9 | EPCBJ000 | TILING & FLOORING WORK
9.1 | EPCBJ0000010 | VINYL TILE | THK.3mm | - INCLUDING ADHESIVE, WELDING - INCLUDING POLISHING WORK | M2 | 364.5 |  |  |  | 0 | 0
9.2 | EPCBJ0000020 | ANTI-STATIC PVC TILE | 400 x 400 x 3mm | - INCLUDING ADHESIVE, WELDING - INCLUDING POLISHING WORK | M2 | 0 |  |  |  | 0 | 0
9.3 | EPCBJ0000030 | HEAVY DUTY P.V.C TILE | 400 x 400 x 3mm | - INCLUDING ADHESIVE, WELDING - INCLUDING POLISHING WORK | M2 | 0 |  |  |  | 0 | 0
9.4 | EPCBJ0000040 | P.V.C SKIRTING | H100 x 2T | - INCLUDING ADHESIVE, WELDING | M | 309 |  |  |  | 0 | 0
9.5 | EPCBJ0000050 | ACCESS FLOOR SYSTEM | - 600 x 600 H:300 - 600mm x 600mm x Min.35mm ANTI-STATIC PVC TILE - HIGH DENSITY CHIPBOARD CORE(675 kg/m3) WRAPPED W/ 0.9mm GALV. SHEET | - INCLUDING STEPS, SUPPORTING MATERIAL & ACCESSORIES - INCLUDING ADHESIVE OR ANCHOR & POLISHING - INCLUDING SEISMIC BRACING SYSTEM FOR SUPPORT STRUCTURE, IF REQUIRED - INCLUDING MODIFICATION OF SUPPORT, IF REQUIRED | M2 | 0 |  |  |  | 0 | 0
9.6 | EPCBJ0000060 | ACCESS FLOOR SYSTEM | - 600 x 600 H:600 - 600mm x 600mm x Min.35mm ANTI-STATIC PVC TILE - HIGH DENSITY CHIPBOARD CORE(675 kg/m3) WRAPPED W/ 0.9mm GALV. SHEET |  | M2 | 334.5 |  |  |  | 0 | 0
9.7 | EPCBJ0000070 | ACCESS FLOOR SYSTEM | - 900 x 900 H:900 - 600mm x 600mm x Min.35mm ANTI-STATIC PVC TILE - HIGH DENSITY CHIPBOARD CORE(675 kg/m3) WRAPPED W/ 0.9mm GALV. SHEET |  | M2 | 0 |  |  |  | 0 | 0
9.8 | EPCBJ0000080 | ACCESS FLOOR SYSTEM | - 1200 x 1200 H:1200 - 1200mm x 1200mm x Min.35mm ANTI-STATIC PVC TILE - HIGH DENSITY CHIPBOARD CORE(675 kg/m3) WRAPPED W/ 0.9mm GALV. SHEET |  | M2 | 0 |  |  |  | 0 | 0
9.9 | EPCBJ0000090 | UNGLAZED NON-SLIP CERAMIC TILE | - FOR FLOOR - THK. 10mm / NON-SLIP TYPE | - INCLUDING NON-SLIP NOSING TILE - INCLUDING BEDDING MORTAR & JOINT GROUTING - INCLUDING ADHESIVE & POLISHING | M2 | 75.5 |  |  |  | 0 | 0
9.10 | EPCBJ0000100 | GLAZED CERAMIC TILE | - FOR WALL - THK. 6mm | - INCLUDING BEDDING MORTAR & JOINT GROUTING - INCLUDING 3mm THICK REAL CEMENT PASTE OR ADHESIVE & JOINT GROUTING - INCLUDING SCAFFOLDING - INCLUDING ADHESIVE & POLISHING | M2 | 322 |  |  |  | 0 | 0
9.11 | EPCBJ0000110 | ACID RESISTANT TILE | - FOR FLOOR & BASE - THK. 300 x 300 x 16mm | - INCLUDING ACID PROOF MEMBRANE, BEDDING, EPOXY BASED ADHESIVE & JOINT GROUTING - INCLUDING POLISHING | M2 | 0 |  |  |  | 0 | 0
9.12 | EPCBJ0000120 | ACID RESISTANT TILE | - FOR WALL - THK. 300 x 300 x 16mm | - INCLUDING ACID PROOF MEMBRANE, BEDDING, EPOXY BASED ADHESIVE & JOINT GROUTING - INCLUDING POLISHING | M2 | 0 |  |  |  | 0 | 0
9.13 | EPCBJ0000130 | TERRAZZO TILE | - FOR FLOOR - THK. 30mm | - INCLUDING BEDDING & JOINT GROUTING - INCLUDING POLISHING - INCLUDING ADHESIVE - INCLUDING GRINDING WORK | M2 | 0 |  |  |  | 0 | 0
9.14 | EPCBJ0000140 | TERRAZZO STAIR TREAD & RISER | THK. 30mm | - INCLUDING ANTI-SLIP GROOVE ON TREAD - INCLUDING BEDDING & JOINT GROUTING - INCLUDING ADHESIVE - INCLUDING POLISHING | M2 | 0 |  |  |  | 0 | 0
9.15 | EPCBJ0000150 | TERRAZZO SKIRTING | H100 x 20 mm | - INCLUDING BEDDING & JOINT GROUTING - INCLUDING GRINDING WORK - INCLUDING ADHESIVE & JOINT GROUTING | M | 0 |  |  |  | 0 | 0
9.16 | EPCBJ0000160 | GRANITE STAIR TREAD & RISER | THK. 20mm | - INCLUDING ANTI-SLIP GROOVE - INCLUDING BEDDING & JOINT GROUTING - INCLUDING ADHESIVE - INCLUDING GRINDING & POLISHING | M2 | 0 |  |  |  | 0 | 0
9.17 | EPCBJ0000170 | MARBLE STAIR TREAD & RISER | THK. 20mm | - INCLUDING ANTI-SLIP GROOVE - INCLUDING BEDDING & JOINT GROUTING - INCLUDING ADHESIVE - INCLUDING GRINDING & POLISHING | M2 | 0 |  |  |  | 0 | 0
9.18 | EPCBJ0000180 | GRANITE TILE FOR FLOOR | - FOR FLOOR - THK. 30mm | - INCLUDING BEDDING & JOINT GROUTING - INCLUDING GRINDING WORK & POLISHING - INCLUDING ADHESIVE - INCLUDING GRINDING & POLISHING | M2 | 0 |  |  |  | 0 | 0
9.19 | EPCBJ0000190 | GRANITE TILE FOR WALL | - FOR WALL - THK. 20mm | - INCLUDING 3mm THICK REAL CEMENT PASTE OR ADHESIVE & JOINT GROUTING - INCLUDING STEEL ANCHORING & ACCESSARIES & SEALANT - INCLUDING ADHESIVE & JOINT GROUTING - INCLUDING SCAFFOLDING - INCLUDING GRANITE SKIRTING (H=100) | M2 | 0 |  |  |  | 0 | 0
9.20 | EPCBJ0000200 | MARBLE TILE FOR FLOOR | - FOR FLOOR - THK. 30mm | - INCLUDING BEDDING & JOINT GROUTING - INCLUDING GRINDING WORK & POLISHING - INCLUDING ADHESIVE | M2 | 0 |  |  |  | 0 | 0
9.21 | EPCBJ0000210 | MARBLE TILE FOR WALL | - FOR WALL - THK. 20mm | - INCLUDING 3mm THICK REAL CEMENT PASTE OR ADHESIVE & JOINT GROUTING - INCLUDING STEEL ANCHORING & ACCESSARIES & SEALANT - INCLUDING ADHESIVE & JOINT GROUTING - INCLUDING SCAFFOLDING - INCLUDING GRANITE SKIRTING (H=100) | M2 | 0 |  |  |  | 0 | 0
9.22 | EPCBJ0000220 | GRANITE / MARBLE SILL | - THK. 30mm - FOR WINDOW SILL OR DIVIDING STRIP | - INCLUDING BEDDING & JOINT GROUTING | M | 0 |  |  |  | 0 | 0
9.23 | EPCBJ0000230 | GRANITE / MARBLE COUNTER | - THK. 50mm x 600mm - FOR GUARD HOUSE / COUNTER | - INCLUDING BEDDING & JOINT GROUTING | M | 0 |  |  |  | 0 | 0
9.24 | EPCBJ0000240 | CARPET TILE | - THK. 7mm - POLYPROPYLENE YARN IN LOOP-PILE (1/10") - ANTISTATIC | - INCLUDING ADHESIVE & SURFACE TREATMENT | M2 | 0 |  |  |  | 0 | 0
9.25 | EPCBJ0000250 | MOSAIC TILE | - FOR EXTERIOR & INT. WALL | - INCLUDING BEDDING & JOINT GROUTING - INCLUDING SCAFFOLDING - INCLUDING 3mm THICK REAL CEMENT PASTE OR ADHESIVE & JOINT GROUTING | M2 | 0 |  |  |  | 0 | 0
9.26 | EPCBJ0000260 | WOODEN SKIRTING | - H100 x 15 mm | - INCLUDING ADHESIVE - INCLUDING FIXING BY SCREW(INVISIBLE) | M | 0 |  |  |  | 0 | 0
9.27 | EPCBJ0000270 | OTHERS(TILING & FLOORING WORK) |  |  | LOT | 0 |  |  |  | 0 | 0
SUB TOTAL | [10 empty] | 0
10 | EPCBK000 | INTERIOR WORK
10.1 | EPCBK0000010 | ACOUSTIC MINERAL BOARD CEILING | - SIZE : THK.15mm x 600 x 600mm or 300X1200mm - 1/2 HOUR FIRE RESISTANCE - NON-COMBUSTIBLE CLASS B TO EN13501-1 | - INCLUDING GRID, HANGER, EDGE ANGLE - INCLUDING SCAFFOLDING - INCLUDING CURTAIN BOX MADE OF COATED STEEL SHEET - INCLUDING ACCESS PANEL TO THE CEILING - INCLUDING LIGHT FIXTURE & OPENING REINFORCED WORK - INCLUDING SEISMIC BRACING SYSTEM FOR THE SUSPENSION SYSTEM, IF REQUIRED | M2 | 781 |  |  |  | 0 | 0
10.2 | EPCBK0000020 | PVC STRIP CEILING | - 100mm WIDE x 15mm DEEP WTHI 25mm RECESSED - FOR TOILETS, SHOWERS CEILING |  | M2 | 42 |  |  |  | 0 | 0
10.3 | EPCBK0000030 | ALUMINIUM PANEL CEILING | - SIZE : 600x600x0.5mm OR 600x1200x0.5mm - NON DIRECTIONAL PERFORATED ALUMINIUM - ACOUSTIC BLANKET (25mm LOW-DENSITY BLANKET OF GLASS FIBRE INSULATION) | - INCLUDING GRID SYSTEM : GALVANIZED STEEL (MOLDING, LOCKING CLIP ETC.) - INCLUDING SUSPENSION SYSTEM : HOT DIP GAL. MILD STEEL FLATS AND/OR RODS (ROD HANGER : GAL. STEEL OF 4mm DIA.) - FIRE RESISTANCE RATING : 1/2 HOUR - INCLUDING CURTAIN BOX - EPOXY CHROMATE PRIMER 0.1mm+STOVE ENAMEL FINISH ON THE FACE - INCLUDE'G ACCESS PANEL - INCLUDING SEISMIC BRACING SYSTEM FOR THE SUSPENSION SYSTEM, IF REQUIRED | M2 | 0 |  |  |  | 0 | 0
10.4 | EPCBK0000040 | ALUMINIUM LINEAR CEILING | - ALUMINIUM STRIP : 0.5mmx100mm MODULE (W/20mm SHADOW) ALUMINIUM - AL. ALLOY 3005-H26 OR EQUAL - ACOUSTIC BLANKET (25mm LOW-DENSITY BLANKET OF GLASS FIBRE INSULATION) | - INCLUDING GRID, HANGER, EDGE - INCLUDING CURTAIN BOX MADE OF COATED STEEL SHEET - EPOXY CHROMATE PRIMER 0.1mm+STOVE ENAMEL FINISH ON THE FACE - INCLUDE'G ACCESS PANEL - INCLUDING SEISMIC BRACING SYSTEM FOR THE SUSPENSION SYSTEM, IF REQUIRED | M2 | 0 |  |  |  | 0 | 0
10.5 | EPCBK0000050 | SMC PANEL CEILING | - SIZE : 600 x 600 x 1.2mm - SMC(SHEET MOULDING COMPOUND) | - INCLUDING GRID, HANGER, EDGE ANGLE - INCLUDING SCAFFOLDING - INCLUDING CURTAIN BOX MADE OF COATED STEEL SHEET - INCLUDING ACCESS PANEL TO THE CEILING - INCLUDING LIGHT FIXTURE & OPENING REINFORCED WORK - INCLUDING SEISMIC BRACING SYSTEM FOR THE SUSPENSION SYSTEM, IF REQUIRED | M2 | 0 |  |  |  | 0 | 0
10.6 | EPCBK0000060 | GYPSUM PLASTER BOARD PARTITION WALL(BOTH SIDE) | - THK. 75mm - BOTH SIDE : THK. 12.5mm GYPSUM PLASTER BOARD - T50 MINERAL FIBRE INSULATION CORE W/ GALVANIZED METAL STUD FRAME - NON-COMBUSTIBLE & NON-INFLAMMABLE TYPE | - INCLUDING ALL HARDWARES & CONNECTING/FIXING ACCESSORIES - INCLUDING JOINT TAPING, OPENING WORK & COMPOUND, SEALANT - INCLUDING SLEEVE, DOOR & WINDOW REINFORCING FRAME WORK - INCLUDING CERTIFICATE | M2 | 0 |  |  |  | 0 | 0
10.7 | EPCBK0000070 | GYPSUM PLASTER BOARD PARTITION WALL(ONE SIDE) | - THK. 63mm - ONE SIDE : THK. 12.5mm GYPSUM PLASTER BOARD - T50 MINERAL FIBRE INSULATION CORE W/ GALVANIZED METAL STUD FRAME - NON-COMBUSTIBLE & NON-INFLAMMABLE TYPE |  | M2 | 0 |  |  |  | 0 | 0
10.8 | EPCBK0000080 | GYPSUM PLASTER BOARD PARTITION WALL (2 HOUR FIRE RATING) | - THK. 100mm - BOTH SIDE : THK. 12.5mm x 2PLIES GYPSUM PLASTER BOARD - T50 MINERAL FIBRE INSULATION CORE W/ GALVANIZED METAL STUD FRAME - NON-COMBUSTIBLE & NON-INFLAMMABLE TYPE |  | M2 | 0 |  |  |  | 0 | 0
10.9 | EPCBK0000090 | METAL FACED PLASTERBOARD PARTITIONS | - THICKNESS : APPROXIMATELY 70mm - HEIGHT : APPROX. 2700mm - FRAME : GALV.STEEL TUBULAR W/ 60mm WOODEN PLINTH - SCREWLESS & INTERLOCKING TYPE - CORE : HIGH DENSITY MINERAL WOOL - ABSORPTION OF AIR BORNE SOUND : 38dBA OVER - DEMOUNTABLE W/ PLASTERBOARD (12.5mm) WRAPPED W/ ENAMELED METAL FACING ON BOTH SIDE OF METAL STUD - 1 HOUR FIRE RESISTANCE | - INCLUDING ALL STUDS, HARDWARES & ACCESSORIES - INCLUDING JOINTING WORK - INCLUDING DOOR & WINDOW (DOUBLE GLAZING OF 4mm CLEAR FLOAT GLASS SET IN PVC BEAD) - INCLUDING JOINT TAPING, OPENING WORK & COMPOUND, SEALANT - INCLUDING SLEEVE,DOOR & WINDOW REINFORCING FRAME WORK | M2 | 0 |  |  |  | 0 | 0
10.10 | EPCBK0000100 | TOILET PARTITION / LIGHT PARTION WALL (TOILET & LAVATORIES) | - HEIGHT : 2000mm - PARTITION : 30mm HIGH DENSITY CHIP BOARD W/ PVC VENEER - FRONT PANEL : 34x15x2mm ANODIZED ALUMINIUM - UNDERPANEL CLEARANCE : 150mm | - INCLUDING ALL HARDWARES & ACCESSORIES(LOCKING DEVICE SOWING OCCUPYING INDICATOR) - INCLUDING U-CHANNEL 32x36x2mm - INCLUDING DOOR (W 650mm) | M2 | 12 |  |  |  | 0 | 0
10.11 | EPCBK0000110 | FIRE RESISTANT GLAZED PARTITION | - HEIGHT : 3000mm - SURFACE : FIRE PROOF COATING - PANEL LINING : 90 MINUTES FIRE RESITIVITY GLAZING - HEAT RESISTANCE : 650℃ | - INCLUDING GRID, HANGER, EDGE - INCLUDING 90 MINUTES RESISTANT DOOR, WINDOWS & HARDWARES | M2 | 0 |  |  |  | 0 | 0
10.12 | EPCBK0000120 | TIMBER WALL PANEL | - HEIGHT 2150mm - FOR WALL | - INCLUDING ALL HARDWARES & ACCESSORIES - INCLUDING JOINTING WORK | M2 | 0 |  |  |  | 0 | 0
10.13 | EPCBK0000130 | GLASS PARTITION WALL | -THK. 10mm TEMPERED SAFETY GLASS | - INCLUDING STAINLESS STEEL FRAME AROUND GLASS - INCLUDING ALL HARDWARES & ACCESSORIES(LOCKING DEVICE) | M2 | 0 |  |  |  | 0 | 0
10.14 | EPCBK0000140 | STEEL GYPSUM PANEL (SGP) | - STEEL GYPSUM PANEL THK. 100mm - BOTH SIDE : GALVANIZED STEEL SHEET 0.5T + GYPSUM BOARD 12.5T - T75 MINERAL FIBRE INSULATION CORE W/ GALVANIZED METAL STUD FRAME - NON-COMBUSTIBLE & NON-INFLAMMABLE TYPE | - INCLUDING ALL HARDWARES & CONNECTING/FIXING ACCESSORIES - INCLUDING JOINT TAPING, OPENING WORK & COMPOUND, SEALANT - INCLUDING SLEEVE, DOOR & WINDOW REINFORCING FRAME WORK - INCLUDING CERTIFICATE | M2 | 0 |  |  |  | 0 | 0
SUB TOTAL | [10 empty] | 0
11 | EPCBL000 | PANEL & ROOF WORK
11.1 | EPCBL0000010 | THERMAL INSULATED TRAPEZOIDAL CLADDING FOR ROOF | - INT. : 0.6mm GALVANIZED STEEL SHEET (ASTM-A653/A653M G90,275 g/m2) - EXT. : 0.6mm GALVANIZED STEEL SHEET (ASTM-A653/A653M G90,275 g/m2) W/ TRAPEZOIDAL PROFILE - INSULATION : MIN. THK. 100mm GLASS WOOL(64kg/m3 DENSITY) - COATING : POLYVINYLIDENE FLUORIDE (PVDF) (INT.25 microns, EXT. 25 microns) - ALL FASTENERS SHALL BE STAINLESS STEEL - QUANTITIES ARE PROJECTED AREA | - INCLUDING ACCESSORIES (ANCHOR, PLAT), SEALANT, BACK UP & JOINT FILLING MATERIAL (AROUND OPENING AREA) , ADDITIONAL REINFORCEMENT MATERIALS FOR CLADDING SPLICE - INCLUDING SCAFFOLDING - INCLUDING DOOR & WINDOW CANOPY - INCLUDING PROTECTION FILM ON SURFACE OF PRODUCTS TILL SITE. - 10 YEAR GUARANTEE - QUANTITIES OF LAP SPLICE TO BE CONSIDERED FOR QUOTATION | M2 | 290 |  |  |  | 0 | 0
11.2 | EPCBL0000020 | THERMAL INSULATED TRAPEZOIDAL CLADDING FOR EXT. WALL | - INT. : 0.6mm GALVANIZED STEEL SHEET (ASTM-A653/A653M G90,275 g/m2) - EXT. : 0.6mm GALVANIZED STEEL SHEET (ASTM-A653/A653M G90,275 g/m2) W/ TRAPEZOIDAL PROFILE - INSULATION : MIN. THK. 100mm GLASS WOOL(64kg/m3 DENSITY) - COATING : POLYVINYLIDENE FLUORIDE (PVDF) (INT.25 microns, EXT. 25 microns) - ALL FASTENERS SHALL BE STAINLESS STEEL - QUANTITIES ARE PROJECTED AREA | - INCLUDING ACCESSORIES (ANCHOR, PLAT), SEALANT, BACK UP & JOINT FILLING MATERIAL (AROUND OPENING AREA) , ADDITIONAL REINFORCEMENT MATERIALS FOR CLADDING SPLICE - INCLUDING SCAFFOLDING - INCLUDING DOOR & WINDOW CANOPY - INCLUDING PROTECTION FILM ON SURFACE OF PRODUCTS TILL SITE. - 10 YEAR GUARANTEE - QUANTITIES OF LAP SPLICE TO BE CONSIDERED FOR QUOTATION | M2 | 588 |  |  |  | 0 | 0
11.3 | EPCBL0000030 | SINGLE TRAPEZOIDAL CLADDING FOR ROOF | - STEEL STEET : 0.75mm GALVANIZED STEEL SHEET W/ TRAPEZOIDAL PROFILE (ASTM-A653/A653M G90,275 g/m2) - COATING : 25 microns POLYVINYLIDENE FLUORIDE - ALL FASTENERS SHALL BE STAINLESS STEEL - QUANTITIES ARE PROJECTED AREA | - INCLUDING ACCESSORIES (ANCHOR, PLAT), SEALANT, BACK UP & JOINT FILLING MATERIAL (AROUND OPENING AREA) , ADDITIONAL REINFORCEMENT MATERIALS FOR CLADDING SPLICE - INCLUDING SCAFFOLDING - INCLUDING DOOR & WINDOW CANOPY - INCLUDING PROTECTION FILM ON SURFACE OF PRODUCTS TILL SITE. - 10 YEAR GUARANTEE - QUANTITIES OF LAP SPLICE TO BE CONSIDERED FOR QUOTATION | M2 | 0 |  |  |  | 0 | 0
11.4 | EPCBL0000040 | SINGLE TRAPEZOIDAL CLADDING FOR WALL | - STEEL STEET : 0.75mm GALVANIZED STEEL SHEET W/ TRAPEZOIDAL PROFILE (ASTM-A653/A653M G90,275 g/m2) - COATING : 25 microns POLYVINYLIDENE FLUORIDE - ALL FASTENERS SHALL BE STAINLESS STEEL - QUANTITIES ARE PROJECTED AREA | - INCLUDING ACCESSORIES (ANCHOR, PLAT), SEALANT, BACK UP & JOINT FILLING MATERIAL (AROUND OPENING AREA) , ADDITIONAL REINFORCEMENT MATERIALS FOR CLADDING SPLICE - INCLUDING SCAFFOLDING - INCLUDING DOOR & WINDOW CANOPY - INCLUDING PROTECTION FILM ON SURFACE OF PRODUCTS TILL SITE. - 10 YEAR GUARANTEE - QUANTITIES OF LAP SPLICE TO BE CONSIDERED FOR QUOTATION | M2 | 0 |  |  |  | 0 | 0
11.5 | EPCBL0000050 | TRANSLUCENT SHEET | - GLASS FIBRE SHEET (FRP) THK. 2.0mm - 85% LIGHT TRANSMISSION - UV RESISTANCE | - INCLUDING ACCESSORIES, SEALANT, BACK UP & JOINT FILLING MATERIAL - INCLUDING SCAFFOLDING - INCLUDING SST FRAME | M2 | 0 |  |  |  | 0 | 0
11.6 | EPCBL0000060 | GUTTER FLASHING | - THK. 1.2mm GALVANIZED STEEL SHEET - W230mm x H250mm | - INCLUDING INSULATION, GUTTER HANGER, ANCHOR & SEALANT - INDLUD'G FIXING & JOINTING - INCLUDING SCAFFOLDING | M | 58 |  |  |  | 0 | 0
11.6.1 | EPCBL0000061 | PARAPET/TOP CAPPING FLASHING | - 0.75mm GALVANIZED STEEL SHEET - W600mm | - INDLUD'G FIXING & JOINTING - INCLUDING SCAFFOLDING | M | 0 |  |  |  | 0 | 0
11.6.2 | EPCBL0000062 | ROOF RIDGE FLASHING (TOP & SIDE) | - 0.75mm GALVANIZED STEEL SHEET - W500mm | - INDLUD'G FIXING & JOINTING - INCLUDING SCAFFOLDING | M | 0 |  |  |  | 0 | 0
11.6.3 | EPCBL0000063 | CORNER/JOINT FLASHING | - 0.75mm GALVANIZED STEEL SHEET - W400mm | - INDLUD'G FIXING & JOINTING - INCLUDING SCAFFOLDING | M | 0 |  |  |  | 0 | 0
11.6.4 | EPCBL0000064 | DOOR & WINDOW FLASHING | - 0.75mm GALVANIZED STEEL SHEET - W230mm | - INDLUD'G FIXING & JOINTING - INCLUDING SCAFFOLDING | M | 0 |  |  |  | 0 | 0
11.6.5 | EPCBL0000065 | BASE FLASHING | - 1.2mm GALVANIZED STEEL SHEET - W200mm | - INDLUD'G FIXING & JOINTING - INCLUDING SCAFFOLDING | M | 0 |  |  |  | 0 | 0
11.6.6 | EPCBL0000066 | OPENING FLASHING | - 0.75mm GALVANIZED STEEL SHEET - W200mm | - INDLUD'G FIXING & JOINTING - INCLUDING SCAFFOLDING | M | 0 |  |  |  | 0 | 0
11.8 | EPCBL0000080 | ROOF DRAIN | Φ100 / CAST IRON | - Φ100 / CAST IRON - INCLUDING STRAINER - WITH ANTI-CORROSION COATING | EA | 0 |  |  |  | 0 | 0
11.9 | EPCBL0000090 | ROOF DRAIN | Φ150 / CAST IRON | Φ150 / CAST IRON - INCLUDING STRAINER - WITH ANTI-CORROSION COATING | EA | 33 |  |  |  | 0 | 0
11.10 | EPCBL0000100 | ROOF DRAIN | Φ100 / UPVC | Φ100 / UPVC - INCLUDING STRAINER | EA | 0 |  |  |  | 0 | 0
11.11 | EPCBL0000110 | ROOF DRAIN | Φ150 / UPVC | Φ150 / UPVC - INCLUDING STRAINER | EA | 0 |  |  |  | 0 | 0
11.12 | EPCBL0000120 | DOWN SPOUT | Φ100 / GALV. STL | - Φ100 / GALV. STL. W/ FACTORY COAT OR ALUMINIUM TYPE - □100 / ALUMINIUM x MIN. 0.75 mm - INCLUDING DOWN SPOUT HANGER & ANCHOR - INCLUDING ELBOW AND CONNECTION MATERIALS - INCLUDING EPOXY PAINT, IF REQUIRED | M | 0 |  |  |  | 0 | 0
11.13 | EPCBL0000130 | DOWN SPOUT | Φ150 / GALV. STL | - Φ150 / GALV. STL. W/ FACTORY COAT OR ALUMINIUM TYPE - □150 / ALUMINIUM x MIN. 0.75 mm - INCLUDING DOWN SPOUT HANGER & ANCHOR - INCLUDING ELBOW AND CONNECTION MATERIALS - INCLUDING EPOXY PAINT, IF REQUIRED | M | 0 |  |  |  | 0 | 0
11.14 | EPCBL0000140 | DOWN SPOUT | Φ100 / Stainless Steel | - Φ100 / Stainless Steel Pipe - INCLUDING DOWN SPOUT HANGER & ANCHOR - INCLUDING ELBOW AND CONNECTION MATERIALS | M | 0 |  |  |  | 0 | 0
11.15 | EPCBL0000150 | DOWN SPOUT | Φ150 / Stainless Steel | - Φ150 / Stainless Steel Pipe - INCLUDING DOWN SPOUT HANGER & ANCHOR - INCLUDING ELBOW AND CONNECTION MATERIALS | M | 216 |  |  |  | 0 | 0
11.16 | EPCBL0000160 | DOWN SPOUT HEAD GALV. STL | GALV. STL. | - GALV. STL. FOR DOWN SPOUT OR ALUMINIUM TYPE - INCLUDING EPOXY PAINT, IF REQUIRED | EA | 0 |  |  |  | 0 | 0
11.17 | EPCBL0000170 | DOWN SPOUT HEAD Stainless Steel | Stainless Steel | - Stainless Steel FOR DOWN SPOUT | EA | 5 |  |  |  | 0 | 0
11.18 | EPCBL0000180 | SPLASH BLOCK | - PC BLOCK |  | EA | 33 |  |  |  | 0 | 0
11.19 | EPCBL0000190 | NORMAL WEIGHT CONCRETE PRECAST INSULATED SANDWICH PANEL | - THK. 325 MM - DEEP SAND BLASTING FINISH W/ WHITE CEMENT (EXT) - SMOOTH FINISH W/ GREY CEMENT (INT) | - STEEL PLATE INSERTS EMBEDDED FOR INSTALLATION TO STEEL COLUMN ON SIDES - INCLUDING ACCESSORIES, ANCHORING & GROUT - INCLUDING LABOR & EQUIPMENT FOR ERECTION | M2 | 0 |  |  |  | 0 | 0
11.20 | EPCBL0000200 | LIGHT WEIGHT CONCRETE PRECAST INSULATED SANDWICH PANELS (SIPOREX PANEL) | - 600(H) X 1200(L) THK. 250mm - 2 COATS OF TEXTURED WATERPROOF PAINT (EXT) - 2 COATS OF PAINT (INT) | - STEEL PLATE INSERTS EMBEDDED FOR INSTALLATION TO STEEL COLUMN ON SIDES - INCLUDING ACCESSORIES, ANCHORING & GROUT - INCLUDING LABOR & EQUIPMENT FOR ERECTION | M2 | 0 |  |  |  | 0 | 0
11.21 | EPCBL0000210 | OTHER(PANEL WORK) |  |  | LOT | 0 |  |  |  | 0 | 0
SUB TOTAL | [10 empty] | 0
12 | EPCBM000 | DOOR & WINDOW WORK
12.1 |  | DOOR WORK
12.1.1 |  | FIRE RESIST. STEEL DOOR (0.5 HOUR) |  |  |  | 0
a | EPCBM0000010 | 1.0 x 2.1 | - 0.5 HOUR FIRE DOOR - THK. OF PANEL : 45mm - GALVANIZED SHEET CONFORMING TO BS 476: PART 8 - INSULATION INSIDE DOOR PANEL | - INCLUDING DOOR FRAME & ALL HARDWARES AND ACCESSARIES REQUIRED ACCORDING TO ITB OR PROJECT REQUIREMENT (SUCH AS PANIC BAR, LOCKSET, HINGES, DOOR CLOSER, DOOR STOPPER, FLUSH BOLT, ETC.) - INCLUDING PAINT WORK - INCLUDING MORTAR FILLING INTO DOOR FRAME & SEALANT AROUND DOOR FRAME - INCLUDING PANIC BARS FOR DOORS ON ESCAPE ROUTE - INCLUDING WEATHER STRIP FOR EXT. | EA | 0 |  |  |  | 0 | 0
b | EPCBM0000020 | 2.0 x 2.1 |  |  | EA | 0 |  |  |  | 0 | 0
c | EPCBM0000030 | 2.0 x 2.7 |  |  | EA | 0 |  |  |  | 0 | 0
d | EPCBM0000040 | 2.5 x 3.0 |  |  | EA | 0 |  |  |  | 0 | 0
12.1.2 |  | FIRE RESIST. STEEL DOOR (1.0 HOUR) |  |  |  | 0
a | EPCBM0000050 | 1.0 x 2.1 | - 1.0 HOUR FIRE DOOR - THK. OF PANEL : 45mm - GALVANIZED SHEET CONFORMING TO BS 476: PART 8 - INSULATION INSIDE DOOR PANEL | - INCLUDING DOOR FRAME & ALL HARDWARES AND ACCESSARIES REQUIRED ACCORDING TO ITB OR PROJECT REQUIREMENT (SUCH AS PANIC BAR, LOCKSET, HINGES, DOOR CLOSER, DOOR STOPPER, FLUSH BOLT, ETC.) - INCLUDING PAINT WORK - INCLUDING MORTAR FILLING INTO DOOR FRAME & SEALANT AROUND DOOR FRAME - INCLUDING PANIC BARS FOR DOORS ON ESCAPE ROUTE - INCLUDING WEATHER STRIP FOR EXT. | EA | 0 |  |  |  | 0 | 0
b | EPCBM0000060 | 2.0 x 2.1 |  |  | EA | 0 |  |  |  | 0 | 0
c | EPCBM0000070 | 2.0 x 2.7 |  |  | EA | 0 |  |  |  | 0 | 0
d | EPCBM0000080 | 2.5 x 2.7 |  |  | EA | 0 |  |  |  | 0 | 0
e | EPCBM0000090 | 2.5 x 3.0 |  |  | EA | 0 |  |  |  | 0 | 0
12.1.3 |  | FIRE RESIST. STEEL DOOR (1.5 HOUR) |  |  |  | 0
a | EPCBM0000100 | 1.0 x 2.1 | - 1.5 HOUR FIRE DOOR - THK. OF PANEL : 45mm - GALVANIZED SHEET CONFORMING TO BS 476: PART 8 - INSULATION INSIDE DOOR PANEL | - INCLUDING DOOR FRAME & ALL HARDWARES AND ACCESSARIES REQUIRED ACCORDING TO ITB OR PROJECT REQUIREMENT (SUCH AS PANIC BAR, LOCKSET, HINGES, DOOR CLOSER, DOOR STOPPER, FLUSH BOLT, ETC.) - INCLUDING PAINT WORK - INCLUDING MORTAR FILLING INTO DOOR FRAME & SEALANT AROUND DOOR FRAME - INCLUDING PANIC BARS FOR DOORS ON ESCAPE ROUTE - INCLUDING WEATHER STRIP FOR EXT. | EA | 0 |  |  |  | 0 | 0
b | EPCBM0000110 | 2.0 x 2.1 |  |  | EA | 0 |  |  |  | 0 | 0
c | EPCBM0000120 | 2.0 x 2.7 |  |  | EA | 0 |  |  |  | 0 | 0
d | EPCBM0000130 | 2.5 x 2.7 |  |  | EA | 0 |  |  |  | 0 | 0
e | EPCBM0000140 | 2.5 x 2.1 |  |  | EA | 0 |  |  |  | 0 | 0
12.1.4 |  | FIRE RESIST. STEEL DOOR (2.0 HOUR) |  |  |  | 0
a | EPCBM0000150 | 1.0 x 2.1 | - 2.0 HOUR FIRE DOOR - THK. OF PANEL : 45mm - GALVANIZED SHEET CONFORMING TO BS 476: PART 8 - INSULATION INSIDE DOOR PANEL | - INCLUDING DOOR FRAME & ALL HARDWARES AND ACCESSARIES REQUIRED ACCORDING TO ITB OR PROJECT REQUIREMENT (SUCH AS PANIC BAR, LOCKSET, HINGES, DOOR CLOSER, DOOR STOPPER, FLUSH BOLT, ETC.) - INCLUDING PAINT WORK - INCLUDING MORTAR FILLING INTO DOOR FRAME & SEALANT AROUND DOOR FRAME - INCLUDING PANIC BARS FOR DOORS ON ESCAPE ROUTE - INCLUDING WEATHER STRIP FOR EXT. | EA | 0 |  |  |  | 0 | 0
b | EPCBM0000160 | 2.0 x 2.1 |  |  | EA | 4 |  |  |  | 0 | 0
c | EPCBM0000170 | 2.0 x 2.7 |  |  | EA | 0 |  |  |  | 0 | 0
d | EPCBM0000180 | 2.5 x 2.7 |  |  | EA | 0 |  |  |  | 0 | 0
e | EPCBM0000190 | 2.5 x 3.0 |  |  | EA | 0 |  |  |  | 0 | 0
12.1.5 |  | NORMAL STEEL DOOR |  |  |  | 0
a | EPCBM0000191 | 1.0 x 2.1 | - THK. OF PANEL : 45mm - GALVANIZED SHEET CONFORMING TO BS 6510 - INSULATION INSIDE DOOR PANEL | - INCLUDING DOOR FRAME & ALL HARDWARES AND ACCESSARIES REQUIRED ACCORDING TO ITB OR PROJECT REQUIREMENT (SUCH AS PANIC BAR, LOCKSET, HINGES, DOOR CLOSER, DOOR STOPPER, FLUSH BOLT, ETC.) - INCLUDING PAINT WORK - INCLUDING MORTAR FILLING INTO DOOR FRAME & SEALANT AROUND DOOR FRAME - INCLUDING PANIC BARS FOR DOORS ON ESCAPE ROUTE - INCLUDING WEATHER STRIP FOR EXT. | EA | 25 |  |  |  | 0 | 0
b | EPCBM0000192 | 2.0 x 2.1 |  |  | EA | 15 |  |  |  | 0 | 0
c | EPCBM0000193 | 2.0 x 2.7 |  |  | EA | 0 |  |  |  | 0 | 0
d | EPCBM0000194 | 2.5 x 2.7 |  |  | EA | 0 |  |  |  | 0 | 0
e | EPCBM0000195 | 2.5 x 3.0 |  |  | EA | 7 |  |  |  | 0 | 0
12.1.6 |  | ALUMINIUM DOOR |  |  |  | 0
a | EPCBM0000200 | 0.9 x 2.1 | - ANODIZED HEAVY DUTY COATING - HARDWARE : STAINLESS STEEL AS PER BS 6105 - DUST PROOF(EXT.DOOR ONLY) | - INCLUDING DOOR FRAME & ALL HARDWARES AND ACCESSARIES REQUIRED ACCORDING TO ITB OR PROJECT REQUIREMENT (SUCH AS PANIC BAR, LOCKSET, HINGES, DOOR CLOSER, DOOR STOPPER, FLUSH BOLT, ETC.) - INCLUDING PANIC BARS FOR DOORS ON ESCAPE ROUTE - INCLUDING MORTAR FILLING INTO DOOR FRAME & SEALANT AROUND DOOR FRAME | EA | 0 |  |  |  | 0 | 0
b | EPCBM0000210 | 1.0 x 2.1 |  |  | EA | 0 |  |  |  | 0 | 0
c | EPCBM0000220 | 1.8 x 2.1 |  |  | EA | 0 |  |  |  | 0 | 0
d | EPCBM0000230 | 2.0 x 2.7 |  |  | EA | 0 |  |  |  | 0 | 0
12.1.7 |  | TIMBER FLUSH DOOR |  |  |  | 0
a | EPCBM0000240 | 0.9 x 2.1 | - THK. 42mm (9 PLIES) - FACE VENEER : 12 mm DRIED WOOD, 5 mm PLYWOOD - INSIDE VENEER : 3 PLY PANEL W/ EACH 1.4mm THK. - WOOD LEAF FRAME : 65x32mm, 25x45mm - DOOR FRAME : STEEL FRAME W/THK. 40mm W/ RUBBER SEALING - SOUND INSULATION : 35~40 Db - SURFACE : PLASTIC RESIN & NATURAL VENEER - CORE : KILN-DRIED WOOD BLOCK | - INCLUDING DOOR FRAME & ALL HARDWARES AND ACCESSARIES REQUIRED ACCORDING TO ITB OR PROJECT REQUIREMENT (SUCH AS PANIC BAR, LOCKSET, HINGES, DOOR CLOSER, DOOR STOPPER, FLUSH BOLT, ETC.) - INCLUDING PANIC BARS FOR DOORS ON ESCAPE ROUTE - INCLUDING MORTAR FILLING INTO DOOR FRAME & SEALANT AROUND DOOR FRAME | EA | 0 |  |  |  | 0 | 0
b | EPCBM0000250 | 1.0 x 2.1 |  |  | EA | 0 |  |  |  | 0 | 0
c | EPCBM0000260 | 1.8 x 2.1 |  |  | EA | 0 |  |  |  | 0 | 0
d | EPCBM0000270 | 2.0 x 2.7 |  |  | EA | 0 |  |  |  | 0 | 0
12.1.8 |  | HANGER DOOR |  |  |  | 0
a | EPCBM0000280 | 4.0 x 5.0 | - ELECTRICALLY OPERATED TYPE W/MANUAL OPERATION - WITHSTAND THE WIND VELOCITY - GALVANIZED STEEL | - INCLUDING ALL HARDWARES - INCLUDING ALL FRAME, RAIL, EMBEDMENT(IF REQUIRED) AND ACCESSORIES - AS PER ITB SPEC. | EA | 0 |  |  |  | 0 | 0
b | EPCBM0000290 | other size |  |  | EA | 0 |  |  |  | 0 | 0
12.1.9 |  | FOLDING DOOR |  |  |  | 0
a | EPCBM0000300 | 3.0 x 3.0 | - TOP HUNG FOLDING HEAVY DUTY TYPE - THK. 1.5mm STEEL SHEET W/ INSULATED DOUBLE SKIN - THK. 60mm (MIN.) - GALAVINIZED - WITHSTAND THE WIND VELOCITY | - INCLUDING ALL HARDWARES (HINGE, LOCK, DOOR STOPPER, FLUSH BOLT, PANIC LATCH. ETC.) - INCLUDING ESCAPE DOOR INTERGRADED IN THE FOLDING DOOR | EA | 0 |  |  |  | 0 | 0
b | EPCBM0000310 | 4.0 x 5.0 |  |  | EA | 0 |  |  |  | 0 | 0
c | EPCBM0000320 | 5.0 x 6.0 |  |  | EA | 0 |  |  |  | 0 | 0
d | EPCBM0000330 | 6.0 x 7.0 |  |  | EA | 0 |  |  |  | 0 | 0
e | EPCBM0000340 | other size |  |  | EA | 0 |  |  |  | 0 | 0
12.1.10 |  | STAINLESS STEEL DOOR (GLASS SWING DOOR) |  |  |  | 0
a | EPCBM0000350 | 2.0 x 2.7 | -THK. 10mm TEMPERED SAFETY GLASS | - INCLUDING ALL HARDWARES (HINGE, LOCK, DOOR CLOSER, DOOR STOPPER, FLUSH BOLT, PANIC LATCH. ETC.) - INCLUDING STAINLESS STEEL FRAME - INCLUDING MORTAR FILLING INTO DOOR FRAME & SEALANT AROUND DOOR FRAME | EA | 0 |  |  |  | 0 | 0
b | EPCBM0000360 | other size | -THK. 10mm TEMPERED SAFETY GLASS |  | EA | 0 |  |  |  | 0 | 0
12.1.11 |  | ROLLER SHUTTER |  |  |  | 0
a | EPCBM0000370 | 3.0×4.0(=12m2) | - ELECTRICALLY OPERATED TYPE W/MANUAL OPERATION - WITHSTAND THE WIND VELOCITY - GALVANIZED STEEL | - INCLUDING ALL HARDWARE - INCLUDING PAINTING ITB SPEC. AND ALL FRAME AND ACCESSORIES - INCLUDING SIDE GUIDE RAIL AND BOTTOM RAIL AND OTHER ACCESSARIES INCLUDING ESCAPE DOOR AND WIND LOCK IF REQUIRED - INCLUDING PAINT WORK - INCLUDING SHUTTER BOX | EA | 0 |  |  |  | 0 | 0
b | EPCBM0000380 | 4.0×5.0(=20m2) |  |  | EA | 4 |  |  |  | 0 | 0
c | EPCBM0000390 | 5.0×7.0(=35m2) |  |  | EA | 0 |  |  |  | 0 | 0
d | EPCBM0000400 | 6.0×7.0(=42m2) |  |  | EA | 4 |  |  |  | 0 | 0
e | EPCBM0000410 | 7.0×8.0(=56m2) |  |  | EA | 0 |  |  |  | 0 | 0
f | EPCBM0000420 | other size |  |  | EA | 0 |  |  |  | 0 | 0
g | EPCBM0000421 | FIRE ROLLER SHUTTER |  |  | EA | 0 |  |  |  | 0 | 0
12.1.12 | EPCBM0000430 | MASTER-KEY SYSTEM FOR WHOLE PLANT | - GENERAL MASTER KEYS : 15 NOS - MAIN KEYS ; 10 NOS. PER EACH GROUP - SUB-MASTER KEYS ; 5 NOS. PER EACH BLDG. - SINGLE KEYS ; 3 NOS. PER EACH DOOR - FOR WHOLE PLANT | - INCLUDING PROFILE CYLINDER - MASTER KEY SYSTEM SHALL BE SUBJECT TO CLIENT'S APPROVAL | L/S | 1 |  |  |  | 0 | 0
12.2 |  | WINDOW WORK
12.2.1 |  | ALUMINIUM WINDOW(DOUBLE GLAZING) |  |  |  | 0
a | EPCBM0000440 | 1.8 x 1.2 | - ANODIZED HEAVY DUTY COATING - DOUBLE SOLAR REFLECTIVE GLASS (THK. 6mm) W/ 12mm AIR SPACE | - INCLUDING ALL HARDWARES STAINLESS STEEL AS PER BS 6105(SUCH AS LOCKSET AND CRESENT) - INCLUDING SEALANT AROUND WINDOW FRAME - INCLUDING MORTAR FILLING INTO WINDOW FRAME - INCLUDING AL. WINDOW SILL FLASHING ( EXT. WINDOW ONLY ) - INCLUDING AL.SUB-FRAME & NYLON COATED INSECT SCREEN AT OPEN AREA (REMOVALBLE W/ CLIPS & ANGLE FILLERS) - FILLING MATERIALS BETWEEN WALL FRAME & METAL CLADDING w/ FLASHING OR SEALANT & BACKUP ROD, ETC | EA | 0 |  |  |  | 0 | 0
b | EPCBM0000450 | 1.2 x 1.2 |  |  | EA | 48 |  |  |  | 0 | 0
c | EPCBM0000460 | 1.2 x 0.6 |  |  | EA | 0 |  |  |  | 0 | 0
d | EPCBM0000470 | 1.8 x 0.9 |  |  | EA | 0 |  |  |  | 0 | 0
e | EPCBM0000480 | 3.6 x 0.9 |  |  | EA | 74 |  |  |  | 0 | 0
f | EPCBM0000490 | other size |  |  | EA | 0 |  |  |  | 0 | 0
12.2.2 |  | ALUMINIUM WINDOW(SINGLE GLAZING) |  |  |  | 0
a | EPCBM0000491 | 1.8 x 1.2 | - ANODIZED HEAVY DUTY COATING - SINGLE SOLAR REFLECTIVE GLASS (THK. 6mm) | - INCLUDING ALL HARDWARES STAINLESS STEEL AS PER BS 6105(SUCH AS LOCKSET AND CRESENT) - INCLUDING SEALANT AROUND WINDOW FRAME - INCLUDING MORTAR FILLING INTO WINDOW FRAME - INCLUDING AL. WINDOW SILL FLASHING ( EXT. WINDOW ONLY ) - INCLUDING AL.SUB-FRAME & NYLON COATED INSECT SCREEN AT OPEN AREA (REMOVALBLE W/ CLIPS & ANGLE FILLERS) - FILLING MATERIALS BETWEEN WALL FRAME & METAL CLADDING w/ FLASHING OR SEALANT & BACKUP ROD, ETC | EA | 0 |  |  |  | 0 | 0
b | EPCBM0000492 | 1.2 x 1.2 |  |  | EA | 0 |  |  |  | 0 | 0
c | EPCBM0000493 | 1.2 x 0.6 |  |  | EA | 0 |  |  |  | 0 | 0
d | EPCBM0000494 | 1.8 x 0.9 |  |  | EA | 0
f | EPCBM0000495 | 3.6 x 0.9 |  |  | EA | 0 |  |  |  | 0 | 0
g | EPCBM0000496 | other size |  |  | EA | 0 |  |  |  | 0 | 0
12.2.3 |  | FIRE RESIST. WINDOW |  |  |  | 0
a | EPCBM0000500 | 2.0 x 1.2 | - 2 HOURS FIRE RESISTANT GLASSED FRAME, CLADDED WITH POWER COATED ALUMINUM | - INCLUDING ALL HARDWARES STAINLESS STEEL AS PER BS 6105(SUCH AS LOCKSET AND CRESENT) - INCLUDING SEALANT AROUND WINDOW FRAME - INCLUDING MORTAR FILLING INTO WINDOW FRAME - INCLUDING AL. WINDOW SILL FLASHING ( EXT. WINDOW ONLY ) - INCLUDING AL.SUB-FRAME & NYLON COATED INSECT SCREEN AT OPEN AREA (REMOVALBLE W/ CLIPS & ANGLE FILLERS) - FILLING MATERIALS BETWEEN WALL FRAME & METAL CLADDING w/ FLASHING OR SEALANT & BACKUP ROD, ETC | EA | 0 |  |  |  | 0 | 0
b | EPCBM0000510 | other size |  |  | EA | 0 |  |  |  | 0 | 0
12.2.4 | EPCBM0000520 | ALUMINIUM GLAZED WALL | - POWDER COATING AS PER BS 1615 & 3987 - HARDWARE : STAINLESS STEEL AS PER BS 6105, DOUBLE GLASS (THK. 6mm) W/ 12mm AIR SPACE | - INCLUDING ALL GLAZING & HARDWARES - INCLUDING SEALANT AROUND WINDOW FRAME - INCLUDING AL. WINDOW SILL FLASHING ( EXT. WINDOW ONLY ) | M2 | 0 |  |  |  | 0 | 0
12.2.5 | EPCBM0000530 | ALUMINIUM LOUVER | - ANODIZED HEAVY DUTY COATING - W/ ENCLOSING FRAME - FIXED WEATHERPROOF TYPE - STAINLESS STEEL FLY SCREENS - BIRD GUARD ON THE INSIDE | - INCLUDING ALL HARDWARES - INCLUDING SEALANT AROUND LOUVER FRAME - INCLUDING MORTAR FILLING INTO LOUVER FRAME | M2 | 0 |  |  |  | 0 | 0
12.2.6 | EPCBM0000540 | ALUMINUM SUNSHADE LOUVER | - ANODIZED HEAVY DUTY COATING - SUNSHADE LOUVER - THK.2x200 BLADE - AL. ANODIZED FRAME SLAT & FLASHING | - ALL ACCESSORIES INCLUDING AL. BRACKET, SUPPORT, FLASHING, ETC. - LOUVER TO BE INSTALLED AT 40 cm IN FRONT OF WINDOW | M2 | 0 |  |  |  | 0 | 0
12.2.7 | EPCBM0000550 | OTHERS(DOOR & WINDOW WORK) | -FOR OTHER SIZES NOT SPECIFIED ABOVE, LINEAR INTERPOLATION WILL BE APPLIED FOR UNIT PRICE. |  | LOT | 0 |  |  |  | 0 | 0
SUB TOTAL | [10 empty] | 0
13 | EPCBN000 | MISC METAL WORK
13.1 | EPCBN0000010 | MISC. STEEL WORK (GALVANIZED) | - FOR EMBEDDED PLATE(FOR PIT COVER), SLEEVE, CONER ANGLE FOR TRENCH COVER AND CHK'D PLATE - HOT DIP GALVANIZED (4 MILS, 100 MICRONS) - STEEL : ASTM A36, ASTM A572 GRADE 50 | - INCLUDING ERECTION & SHOP DWG. - INCLUDING ERECTION MATERIAL, EQUIPMENT (HIGH STRENGTH BOLT/NUT/WASHER, ACCESSORIES) - INCLUDING PAINTING, TOUCH-UP PAINTING & GRINDING, SCAFFOLDING WORK (IF NECESSARY) - INCLUDING TESTING AS PER TECH.SPEC. - INCLUDING FIXING ANGLE AT MISC STEEL WORK | TON | 13 |  |  |  | 0 | 0
13.1.1 | EPCBN0000011 | MISC. STEEL WORK (PAINTED) | - FOR EMBEDDED PLATE(FOR PIT COVER), SLEEVE, CONER ANGLE FOR TRENCH COVER AND CHK'D PLATE - STEEL : ASTM A36, ASTM A572 GRADE 50 - PAINT : BLASTING SIS SA 2 1/2 OR EQUIVALENT, 1 COAT ZINC EPOXY PRIMER (80㎛) 1 COAT EPOXY HIGH SOLID (80㎛) - DFT : TOTAL 160㎛ |  | TON | 0 |  |  |  | 0 | 0
13.2 | EPCBN0000020 | GALV. STEEL GRATING |  |  |  | 0 |  |  |  | 0 | 0
13.2.1 | EPCBN0000021 | GALV. STEEL GRATING(I32) | - FOR TRENCH COVER, PLATFORM, STAIR LANDING & TREAD ETC. - HOT DIP GALVANIZED (4 MILS, 100 MICRONS) - BEARING BAR : DEPTH 32mm x 5mm AT 30 MM C/C - CROSS BAR : 6mm Square Bar AT 100 MM C/C | - INCLUDING TOE PLATE, STAIR TREAD, BOLT OR CLIP - INCLUDING 4 NOS. GRATING CLAMP PER PANEL - INCLUDING MATERIAL, EQUIPMENT FOR ERECTION - INCLUDING FIXING ANGLE, ANCHOR BOLT FOR FIXING ANGLE - INCLUDING AS PER APPROVED SHOP DRAWING | M2 | 213 |  |  |  | 0 | 0
13.2.2 | EPCBN0000022 | GALV. STEEL GRATING(I40) | - FOR TRENCH COVER, PLATFORM, STAIR LANDING & TREAD ETC. - HOT DIP GALVANIZED (4 MILS, 100 MICRONS) - BEARING BAR : DEPTH 32mm x 5mm AT 30 MM C/C - CROSS BAR : 6mm Square Bar AT 100 MM C/C | - INCLUDING TOE PLATE, STAIR TREAD, BOLT OR CLIP - INCLUDING 4 NOS. GRATING CLAMP PER PANEL - INCLUDING MATERIAL, EQUIPMENT FOR ERECTION - INCLUDING FIXING ANGLE, ANCHOR BOLT FOR FIXING ANGLE - INCLUDING AS PER APPROVED SHOP DRAWING | M2 | 0 |  |  |  | 0 | 0
13.3 | EPCBN0000030 | CHECKERED PLATE | - FOR TRENCH COVER, PLATFORM, ETC. - HOT DIP GALVANIZED (4 MILS, 100 MICRONS) - THK. 8mm - RAISED DIAMOND PATTERN | - INCLUDING FIXING BY COUNTERSUNK, FLAT HEAD BOLT OR SCREW - INCLUDING DRAIN & LIFTING HOLE AS PER APPROVED SHOP DRAWING - INCLUDING FIXING ANGLE, ANCHOR BOLT FOR FIXING ANGLE - INCLUDING MATERIAL, EQUIPMENT FOR ERECTION - INCLUDING AS PER APPROVED SHOP DRAWING | M2 | 375 |  |  |  | 0 | 0
13.3.1 | EPCBN0000030 | CHECKERED PLATE | - FOR TRENCH COVER, PLATFORM, ETC. - HOT DIP GALVANIZED (4 MILS, 100 MICRONS) - THK. 15mm - RAISED DIAMOND PATTERN | - INCLUDING FIXING BY COUNTERSUNK, FLAT HEAD BOLT OR SCREW - INCLUDING DRAIN & LIFTING HOLE AS PER APPROVED SHOP DRAWING - INCLUDING FIXING ANGLE, ANCHOR BOLT FOR FIXING ANGLE - INCLUDING MATERIAL, EQUIPMENT FOR ERECTION - INCLUDING AS PER APPROVED SHOP DRAWING | M2 | 0
13.4 | EPCBN0000040 | GALV. EXPANDED METAL LATH | - FOR ROOF WALKWAY - HOT DIP GALVANIZED (4 MILS, 100 MICRONS) - FACTORY APPLIED FINISH COATING | - INCLUDING EDGE FRAME,FIXING CLAMP - INCLUDING FIXING ANGLE, ANCHOR BOLT FOR FIXING ANGLE - INCLUDING MATERIAL, EQUIPMENT FOR ERECTION - INCLUDING AS PER APPROVED SHOP DRAWING | M2 | 0 |  |  |  | 0 | 0
13.5 | EPCBN0000050 | GALV. MESH SCREEN & DOOR | - FOR CABLE ROOM, TR AREA - HOT DIP GALVANIZED (4 MILS, 100 MICRONS) - FACTORY APPLIED FINISH COATING - REMOVABLE TYPE | - INCLUDING GALV. MESH DOOR, BIRD SCREEN, MESH PANEL FRAMES, - INCLUDING ALL FIXING, ACCESSORIES, HARDWARE AND PAD LOCK - INCLUDING MATERIAL, EQUIPMENT FOR ERECTION - INCLUDING AS PER APPROVED SHOP DRAWING | M2 | 0 |  |  |  | 0 | 0
13.6 | EPCBN0000060 | ALUMINIUM SHEET | - THK. 3 mm AL. SHEET - DOUBLE PROFILE THK. 75mm | - INCLUDING ALL ACCESSORIES FOR FIXING, SEALANT, ETC. - INDLUD'G FIXING & JOINTING - INCLUDING MATERIAL, EQUIPMENT FOR ERECTION - INCLUDING AS PER APPROVED SHOP DRAWING | M2 | 0 |  |  |  | 0 | 0
13.7 | EPCBN0000070 | STEEL PIPE HANDRAIL (STAND TYPE) | - RAILING PIPE : INTERNAL DIA. Φ32mm, THK.4 mm - TOP RAIL HEIGHT : WALKWAY & PLATFORM - 1100 mm : STAIR - 900 mm - 2 INTEMEDIATE HORIZONTAL RAILS - PIPE POST SPACING @ 1200 mm - HOT DIP GALVANIZED AND INORGANIC ETHYL ZINC SILICATE(1COAT) - PAINT : EPOXY HIGH SOLID (125㎛) AFTER MECHANICAL CLEANING | - INCLUDING FIXING AND ACCESSORIES - INCLUDING TOE PLATE OR CHANNEL - INCLUDING MATERIAL, EQUIPMENT FOR ERECTION - INCLUDING AS PER APPROVED SHOP DRAWING | M | 239 |  |  |  | 0 | 0
13.8 | EPCBN0000080 | STEEL PIPE HANDRAIL (WALL MOUNTED TYPE) | - RAILING PIPE : INTERNAL DIA. Φ32mm, THK.4 mm - PIPE POST SPACING @ 1200 mm - HOT DIP GALVANIZED AND INORGANIC ETHYL ZINC SILICATE(1COAT) - PAINT : EPOXY HIGH SOLID (125㎛) AFTER MECHANICAL CLEANING | - INCLUDING FIXING AND ACCESSORIES - INCLUDING TOE PLATE OR CHANNEL - INCLUDING MATERIAL, EQUIPMENT FOR ERECTION - INCLUDING AS PER APPROVED SHOP DRAWING | M | 0 |  |  |  | 0 | 0
13.9 | EPCBN0000090 | STAINLESS STEEL HANDRAIL | - AS PER ASTM A500-01a & ASTM A53/A53M-01 - ROUND OR SQUARE : POST - DIA. Φ32mm / SQUARE □40, THK.4 mm : INTERMEDIATE RAIL-DIA. Φ32mm, SQUARE□30 - TOP RAIL HEIGHT : 900mm - 2 INTERMEDIATE HORIZONTAL RAILS - PIPE POST SPACING @ 1200 mm | - INCLUDING FIXING AND ACCESSORIES - INCLUDING TOE PLATE OR CHANNEL - INCLUDING MATERIAL, EQUIPMENT FOR ERECTION - INCLUDING AS PER APPROVED SHOP DRAWING | M | 0 |  |  |  | 0 | 0
13.1 | EPCBN0000100 | STAINLESS STEEL HANDRAIL (WOODEN GRIP) | - AS PER ASTM A500-01a & ASTM A53/A53M-01 - ROUND OR SQUARE : POST - DIA. Φ32mm / SQUARE □40, THK.4 mm : INTERMEDIATE RAIL-DIA. Φ32mm, SQUARE□30 - TOP RAIL HEIGHT : 900mm - 2 INTERMEDIATE HORIZONTAL RAILS - PIPE POST SPACING @ 1200 mm - 45x150mm, HARDWOOD GRIP | - INCLUDING FIXING AND ACCESSORIES - INCLUDING TOE PLATE OR CHANNEL - INCLUDING MATERIAL, EQUIPMENT FOR ERECTION - INCLUDING AS PER APPROVED SHOP DRAWING | M | 0 |  |  |  | 0 | 0
13.11 | EPCBN0000110 | LADDER (H ≤ 2.5m) | - LADDER : WIDTH - 400 mm : SIDE RAIL - ANGLE L60/8 or L75/10 : RUNG - Φ25 RIBBED BAR @280 - HOT DIP GALVANIZED AND INORGANIC ETHYL ZINC SILICATE(1COAT) - PAINT : EPOXY HIGH SOLID (125㎛) AFTER MECHANICAL CLEANING | - INCLUDING FIXING AND ACCESSORIES - INCLUDING MATERIAL, EQUIPMENT FOR ERECTION - INCLUDING AS PER APPROVED SHOP DRAWING | M | 0 |  |  |  | 0 | 0
13.12 | EPCBN0000120 | CAGE LADDER (2.5m < H ≤ 10m) | - LADDER : WIDTH - 400 mm : SIDE RAIL - ANGLE L60/8 or L75/10 : RUNG - Φ25 RIBBED BAR @280 - CAGE : DIAMETER 700 mm : CAGES STARTING 2.5m ABOVE G.L OR F.L : HORIZONTAL HOOP - F.B 55x6 mm @1.5m : VERTICAL HOOP - 5 EQUALLY SPACED - HOT DIP GALVANIZED AND INORGANIC ETHYL ZINC SILICATE(1COAT) - PAINT : EPOXY HIGH SOLID (125㎛) AFTER MECHANICAL CLEANING | - INCLUDING FIXING AND ACCESSORIES - INCLUDING MATERIAL, EQUIPMENT FOR ERECTION - INCLUDING AS PER APPROVED SHOP DRAWING | M | 85 |  |  |  | 0 | 0
13.13 | EPCBN0000130 | CAGE LADDER (10.0m < H) |  | - INCLUDING FIXING AND ACCESSORIES - INCLUDING MATERIAL, EQUIPMENT FOR ERECTION - INCLUDING AS PER APPROVED SHOP DRAWING | M | 0 |  |  |  | 0 | 0
13.14 | EPCBN0000140 | BOLLARD(REMOVABLE) | - REMOVABLE(DE-MOUNTED) - STEEL PIPE H 1000MM Φ 150 MM & REMOVAL - STEEL PIPE FILLED CONCRETE & FOUNDATION - PAINT : EPOXY HIGH SOLID (125㎛) AFTER MECHANICAL CLEANING | - INCLUDING FIXING AND ACCESSORIES - INCLUDING MATERIAL, EQUIPMENT FOR ERECTION - INCLUDING AS PER APPROVED SHOP DRAWING | EA | 0 |  |  |  | 0 | 0
13.15 | EPCBN0000150 | BOLLARD(FIXED) | -FIXED - STEEL PIPE H 1000MM Φ 150 MM & FIXED - STEEL PIPE FILLED CONCRETE & FOUNDATION - PAINT : EPOXY HIGH SOLID (125㎛) AFTER MECHANICAL CLEANING | - INCLUDING FIXING AND ACCESSORIES - INCLUDING MATERIAL, EQUIPMENT FOR ERECTION - INCLUDING AS PER APPROVED SHOP DRAWING | EA | 14 |  |  |  | 0 | 0
13.16 | EPCBN0000160 | OTHERS(MISC METAL WORK) |  |  | LOT | 0 |  |  |  | 0 | 0
SUB TOTAL | [10 empty] | 0
14 | EPCBO000 | MISCELLANEOUS WORK
14.1 | EPCBO0000010 | ISOLATION JOINT | - FOR AROUND TG FDN. - THK. 50 x 50 OIL RESISTANT SEALANT W/ BACKING ROD FORM - AS PER BS 6093 |  | M | 0 |  |  |  | 0 | 0
14.2 | EPCBO0000020 | EXPANSION JOINT | - FOR EXT. / INT. FLOOR AND WALL - THK. 25 x 25 OIL RESISTANT SEALANT W/ BACKING ROD FORM - AS PER BS 6093 |  | M | 0 |  |  |  | 0 | 0
14.3 | EPCBO0000030 | EXP. JOINT COVER W=200 | - FOR 25mm FLOOR EXP. JOINT COVER | - INCLUDING FIXING BY NON-CORRODING & HEAVY DUTY ALUMINUM PROFILE WITH RUBBER INSERT | M | 0 |  |  |  | 0 | 0
14.5 | EPCBO0000050 | SEPARATION JOINT | - FOR AROUND GRADE SLAB - THK. 12 x 12 / SEALANT W/ BACKING ROD FORM - AS PER BS 6093 |  | M | 944 |  |  |  | 0 | 0
14.6 | EPCBO0000060 | CONTRACTION JOINT (FOR FLOOR) | - FOR FLOOR OF HEAVY DUTY TRAFFIC - THK. 6 x 6, OIL RESISTANT SEALANT W/ BACKING ROD FORM | - INCLUDING SAW CUTTING OF CONC. | M | 0 |  |  |  | 0 | 0
14.7 | EPCBO0000070 | CONTRACTION JOINT (FOR WALL) | - FOR VERTICAL & HOR. WALL JOINT - THK.10 x 10, 2-PART POLYSULPHIDE BASED SEALANT W/ BACKING ROD FORM |  | M | 282.8 |  |  |  | 0 | 0
14.8 | EPCBO0000080 | PREMOULDED FILLER | - THK. 50mm - FOR ISOLATION JOINT |  | M | 0 |  |  |  | 0 | 0
14.9 | EPCBO0000090 | PREMOULDED FILLER | - THK. 25mm - FOR EXPANSION JOINT |  | M | 0 |  |  |  | 0 | 0
14.1 | EPCBO0000100 | PREMOULDED FILLER | - THK. 12mm - FOR SEPARATION JOINT |  | M | 944 |  |  |  | 0 | 0
14.11 | EPCBO0000110 | EMERGENCY MANHOLE COVER | - POWER OPERATED - SIZE 800 x 800 | - INCLUDING FRAME & ALL ACCESSORIES | EA | 0 |  |  |  | 0 | 0
14.12 | EPCBO0000120 | FIRE RATED MANHOLE COVER | - 1.5 HOURS FIRE RESISTANCE - SIZE 800 x 800 | - INCLUDING FRAME & ALL ACCESSORIES | EA | 0 |  |  |  | 0 | 0
14.13 | EPCBO0000130 | CORNER PROTECTION H=1.2M | - PLASTIC OR ALUMINUM - PROTECTION OF EXPOSED EDGE OF CONC./ PLASTER UP TO 1.2M FROM FLOOR LEVEL |  | EA | 0 |  |  |  | 0 | 0
14.15 | EPCBO0000150 | BLIND 1.8 x 1.2 | 1.8 x 1.2 | - INCLUDING BLIND BOX AND ALL HARDWARES | EA | 0 |  |  |  | 0 | 0
14.16 | EPCBO0000160 | BLIND 1.2 x 1.2 | 1.2 x 1.2 | - INCLUDING BLIND BOX AND ALL HARDWARES | EA | 0 |  |  |  | 0 | 0
14.17 | EPCBO0000170 | BLIND 1.2 x 0.6 | 1.2 x 0.6 | - INCLUDING BLIND BOX AND ALL HARDWARES | EA | 0 |  |  |  | 0 | 0
14.18 | EPCBO0000180 | BLIND 1.8 x 0.9 | 1.8 x 0.9 | - INCLUDING BLIND BOX AND ALL HARDWARES | EA | 0 |  |  |  | 0 | 0
14.19 | EPCBO0000190 | BLIND 3.6 x 0.9 | 3.6 x 0.9 | - INCLUDING BLIND BOX AND ALL HARDWARES | EA | 0 |  |  |  | 0 | 0
14.2 | EPCBO0000200 | ROOM DESIGNATION SIGN | - INTERNAL / EXTERNAL - SIZE : 260 x 100 x 4mm - ALUMINIUM ANODIZED PLATE W/ SPECIALLY TREATED SURFACE - 4 HORIZONTAL GROOVES, 10mm WIDE AT LOWER END OF PLATE TO TAKE PLASTIC STRIP - DESIGNATION PRINTED IN ENGLISH & LOCAL LANGUAGE - ROOM NUMBER ENGRAVED AT UPPER PORT | - INCLUDING FIXING BY NON-CORRODING SCREW ON WALL | L/S | 29 |  |  |  | 0 | 0
14.21 | EPCBO0000210 | SHOWER TRAY | - ACRYLIC, SIZE : 900x900x150, FOR SHOWER | - INCLUDING FIXING & ACCESSORIES | EA | 0 |  |  |  | 0 | 0
14.22 | EPCBO0000220 | VANITY TOP | - L=750MM (1 BOWL) - ACRYLIC, 4" FRONT/BACK SPLASH - FOR TOILET, WITHOUT BOWL | - INCLUDING FIXING & ACCESSORIES | EA | 3 |  |  |  | 0 | 0
14.23 | EPCBO0000230 | VANITY TOP | - L=1500MM (2 BOWL) - ACRYLIC, 4" FRONT/BACK SPLASH - FOR TOILET, WITHOUT BOWL | - INCLUDING FIXING & ACCESSORIES | EA | 1 |  |  |  | 0 | 0
14.24 | EPCBO0000240 | MIRROR | - 750Wx800Hx5T - FOR TOILET & SHOWER | - INCLUDING FIXING & ACCESSORIES - MOISTURE PROOF | EA | 3 |  |  |  | 0 | 0
14.25 | EPCBO0000250 | MIRROR | - 1500Wx800Hx5T - FOR TOILET & SHOWER | - INCLUDING FIXING & ACCESSORIES - MOISTURE PROOF | EA | 1 |  |  |  | 0 | 0
14.26 | EPCBO0000260 | TOWEL BAR | - STAINLESS STEEL | - INCLUDING FIXING & ACCESSORIES | EA | 4 |  |  |  | 0 | 0
14.27 | EPCBO0000270 | SOAP DISPENSER | - STAINLESS STEEL | - INCLUDING FIXING & ACCESSORIES | EA | 5 |  |  |  | 0 | 0
14.28 | EPCBO0000280 | ROLLER PAPER HOLDER | - STAINLESS STEEL - BALL-JOINT TYPE | - INCLUDING FIXING & ACCESSORIES | EA | 5 |  |  |  | 0 | 0
14.29 | EPCBO0000290 | NON-SLIP NOSING | - STAINLESS STEEL NON-SLIP NOSING - FOR STAIR OR WHERE SLIPPERY | - INCLUDING FIXING BY SCREW | M | 0 |  |  |  | 0 | 0
14.3 | EPCBO0000300 | SST'L DIVIDING STRIP | - GRADE 316L OR BETTER | - EMBEDDED ITEMS SUCH AS PLATE, BENT PLATE, ANCHOR BOLTS & NUTS, ANGLE, SLEEVE, FIXING ELEMENTS, ETC. - FOR OUTSIDE CONDITION - FOR INSIDE CONDITION W/ SEA WATER WETTING, CHEMICALS, ETC. - INCLUDING MATERIAL, EQUIPMENT FOR ERECTION - INCLUDING AS PER APPROVED SHOP DRAWING | TON | 0 |  |  |  | 0 | 0
14.31 | EPCBO0000310 | OTHERS(MISCELLANEOUS WORK) |  |  | LOT | 0 |  |  |  | 0 | 0
14.32 | EPCBO0000320 | URINAL SCREEN | - HEIGHT : 1500mm, WIDE : 600mm - THK. 10mm TEMPERED SAFETY GLASS |  | EA | 5 |  |  |  | 0 | 0
14.33 | EPCBO0000330 | SHOWER BOOTH PARTITION | - HEIGHT : 2100mm - THK. 10mm TEMPERED SAFETY GLASS |  | EA | 6 |  |  |  | 0 | 0
SUB TOTAL | [10 empty] | 0
15 | EPCBP000 | EXTERIOR WORK
15.1 | EPCBP0000010 | RCC PAVE PLINTH PROTECTION (FOOTWAY) | - THK. 100MM, CONCRETE WIDE 1500MM - SURROUNDING THE BUILDING | - INCLUDING ONE LAYER OF WIRE MESH REINFORCEMENT | M2 | 0 |  |  |  | 0 | 0
15.2 | EPCBP0000020 | INTERLOCKING PAVING | - BLOCK THK. 80mm (MIN.) - SAND BEDDING THK. 50mm - COMPACTION THK. 300mm - COMPACTION OF FORMATION SAME AS ROAD | - INCLUDING CONCRETE KERB AT EDGE - CONFORMING TO ASTM C 936, HEAVY/MEDIUM DUTY TYPE - LEVELING BASE WITH SOIL STERILIZER - LAYING ON SAND BEDDING OVER AN AGGREGATE BASE/SUB-BASE MATERIAL - COLOUR MATCHING WITH ADJACENT BUILDINGS | M2 | 0 |  |  |  | 0 | 0
15.3 | EPCBP0000030 | CHAIN LINK FENCE | - 2.4M HIGH GALVANIZED STEEL WIRE PVC - INCLUDING APPROXIMATELY 50mm DIAMOND MESH PATTERN AND 45 DEGREE TO VERTICAL - MIN. BREAKING STRENGTH OF MESH WIRE : 585kg - MIN. THICKNESS OF PVC : 0.38mm | - INCLUDING FOUNDATION | M2 | 0 |  |  |  | 0 | 0
15.4 | EPCBP0000040 | CHAIN LINK GATE | - HEIGHT 2.4m / WIDTH 6.0m - FOR GPRS AREA, OUTDOOR STORAGE AREA - DOUBLE WING GATE - PLASTIC COATED GALVANIZED CHAIN LINK MESH ON A PLASTIC COATED GALVANIZED STEEL FRAME | - INCLUDING THREE STRANDS OF GALVANIZED BARBED WIRE ACROSS THE TOP ON CRANKED GALVANZIED EXTENSION POSTS. - INCLUDING A VERTICAL DROP BOLT ON EACH LEAF - INCLUDING ALL HARDWARE AND PAD LOCK (GALVANIZED) - INCLUDING FOUNDATION | EA | 0 |  |  |  | 0 | 0
15.5 | EPCBP0000050 | OTHERS(EXTERIOR WORK) |  |  | LOT | 0 |  |  |  | 0 | 0
SUB TOTAL | [10 empty] | 0
16 | EPCBQ000 | PILING WORK
16.1 | EPCBQ0000010 | DRIVEN PRECAST CONCRETE PILE |  | - INSTALLATION TYPE FOR PILE : DRIVING - INCLUDING ALL MATERIAL, EQUIPMENT AND LABOR - COMPRESSIVE STRENGTH : 350 kg/cm2 (CUBE STRENGTH) - MAX. WATER-CEMENT RATIO : 0.4 - ORDINARY PORTLAND CEMENT COMFORMING TO ASTM C150 TYPE V |  | 0 |  |  |  | 0 | 0
16.2 | EPCBQ0000020 | DRIVEN PC PILE | SQUARE 350 X 350 | - INSTALLATION TYPE FOR PILE : DRIVING - INCLUDING ALL MATERIAL, EQUIPMENT AND LABOR | M | 0 |  |  |  | 0 | 0
16.3 | EPCBQ0000030 | DRIVEN PC PILE | SQUARE 400 X 400 | - INSTALLATION TYPE FOR PILE : DRIVING - INCLUDING ALL MATERIAL, EQUIPMENT AND LABOR | M | 0 |  |  |  | 0 | 0
16.4 | EPCBQ0000040 | DRIVEN PHC PILE | DIA 400 Pretensioned Spun High Strength Concrete Pile (PHC pile, Φ400) - Pile length = 30m, Class A, Driven method | - INSTALLATION TYPE FOR PILE : DRIVING - INCLUDING ALL MATERIAL, EQUIPMENT AND LABOR - PHC Pile, f'c=80MPa, Dia.=400mm (KS F 4306) - Cement : ASTM C150/C150M (Type I) or equivalent - CLASS A, Mcr >=103kN-M - Reinforcing Steel : ASTM A615 Grade 60 or equivalent, deformed bars - Closed ended - Including mobilization and demolization of pile rig and leading, lifting, installation of pile - Including all materials, equipments, and labors - Including pile shoe reinforcing - Including pile welding connection, MT test for connection point, survey work for pile location. - Including any temporary associated work, transportation, and disposal of waste materials. - Including additional piling when the pile has been broken during driving or the deviation of pile has exceeding the tolerance. | M | 6870 |  |  |  | 0 | 0
16.5 | EPCBQ0000050 | DRIVEN PHC PILE | DIA 600 | - INSTALLATION TYPE FOR PILE : DRIVING - INCLUDING ALL MATERIAL, EQUIPMENT AND LABOR | M | 0 |  |  |  | 0 | 0
16.6 | EPCBQ0000060 | DRIVEN STEEL PILE |  | - INSTALLATION TYPE FOR PILE : DRIVING - INCLUDING ALL MATERIAL, EQUIPMENT AND LABOR - STEEL PILE DIA 609.6 x T12MM |  | 0 |  |  |  | 0 | 0
16.7 | EPCBQ0000070 | BORING PC PILE | DIA 400 | - INSTALLATION TYPE FOR PILE : BORING (DRILLED OR AUGER) - INCLUDING ALL MATERIAL, EQUIPMENT AND LABOR - COMPRESSIVE STRENGTH : 350 kg/cm2 (CUBE STRENGTH) - MAX. WATER-CEMENT RATIO : 0.4 - ORDINARY PORTLAND CEMENT COMFORMING TO ASTM C150 TYPE V | M | 0 |  |  |  | 0 | 0
16.8 | EPCBQ0000080 | BORING PC PILE | DIA 600 | - INSTALLATION TYPE FOR PILE : BORING (DRILLED OR AUGER) - INCLUDING ALL MATERIAL, EQUIPMENT AND LABOR - COMPRESSIVE STRENGTH : 350 kg/cm2 (CUBE STRENGTH) - MAX. WATER-CEMENT RATIO : 0.4 - ORDINARY PORTLAND CEMENT COMFORMING TO ASTM C150 TYPE V | M | 0 |  |  |  | 0 | 0
16.9 | EPCBQ0000090 | BORING PHC PILE | DIA 400 | - INSTALLATION TYPE FOR PILE : BORING (DRILLED OR AUGER) - INCLUDING ALL MATERIAL, EQUIPMENT AND LABOR - COMPRESSIVE STRENGTH : 350 kg/cm2 (CUBE STRENGTH) - MAX. WATER-CEMENT RATIO : 0.4 - ORDINARY PORTLAND CEMENT COMFORMING TO ASTM C150 TYPE V | M | 0 |  |  |  | 0 | 0
16.10 | EPCBQ0000100 | BORING PHC PILE | DIA 600 | - INSTALLATION TYPE FOR PILE : BORING (DRILLED OR AUGER) - INCLUDING ALL MATERIAL, EQUIPMENT AND LABOR - COMPRESSIVE STRENGTH : 350 kg/cm2 (CUBE STRENGTH) - MAX. WATER-CEMENT RATIO : 0.4 - ORDINARY PORTLAND CEMENT COMFORMING TO ASTM C150 TYPE V | M | 0 |  |  |  | 0 | 0
16.11 | EPCBQ0000110 | BORING PILES | other size | - INSTALLATION TYPE FOR PILE : BORING (DRILLED OR AUGER) - INCLUDING ALL MATERIAL, EQUIPMENT AND LABOR - COMPRESSIVE STRENGTH : 350 kg/cm2 (CUBE STRENGTH) - MAX. WATER-CEMENT RATIO : 0.4 - ORDINARY PORTLAND CEMENT COMFORMING TO ASTM C150 TYPE V | M | 0 |  |  |  | 0 | 0
16.12 | EPCBQ0000120 | BORED CAST IN-SITU PILE | DIA 400 | - INSTALLATION TYPE FOR PILE : PRE-BORING - INCLUDING ALL MATERIAL, EQUIPMENT AND LABOR | M | 0 |  |  |  | 0 | 0
16.13 | EPCBQ0000130 | BORED CAST IN-SITU PILE | DIA 500 | - INSTALLATION TYPE FOR PILE : PRE-BORING - INCLUDING ALL MATERIAL, EQUIPMENT AND LABOR | M | 0 |  |  |  | 0 | 0
16.14 | EPCBQ0000140 | BORED CAST IN-SITU PILE | DIA 600 | - INSTALLATION TYPE FOR PILE : PRE-BORING - INCLUDING ALL MATERIAL, EQUIPMENT AND LABOR | M | 0 |  |  |  | 0 | 0
16.15 | EPCBQ0000150 | BORED CAST IN-SITU PILE | DIA 800 | - INSTALLATION TYPE FOR PILE : PRE-BORING - INCLUDING ALL MATERIAL, EQUIPMENT AND LABOR | M | 0 |  |  |  | 0 | 0
16.16 | EPCBQ0000160 | BORED CAST IN-SITU PILE | DIA 900 | - INSTALLATION TYPE FOR PILE : PRE-BORING - INCLUDING ALL MATERIAL, EQUIPMENT AND LABOR | M | 0 |  |  |  | 0 | 0
16.17 | EPCBQ0000170 | BORED CAST IN-SITU PILE | other size | - INSTALLATION TYPE FOR PILE : PRE-BORING - INCLUDING ALL MATERIAL, EQUIPMENT AND LABOR | M | 0 |  |  |  | 0 | 0
16.18 | EPCBQ0000180 | PILE HEAD CUTTING & DISPOSAL |  | - INCLUDING ANY TEMPORARY ASSOCIATED WORK | NOS | 0
16.19 | EPCBQ0000190 | PILE JOINT |  | - PILE 1-JOINT ( PILE LENGTH EXCEED IN 15M) - INCLUDING ANY TEMPORARY ASSOCIATED WORK - WELDING METHOD /W EQUIPMENT & TEST | NOS | 0
16.20 | EPCBQ0000200 | PILE INTEGRITY TEST |  | - INCL. PILE LOADING TEST /W EQUIPMENT & TEST METHOD | NOS | 0
16.21 | EPCBQ0000210 | SHEET PILE |  | - INSTALLATION TYPE FOR PILE : DRIVEN - U-TYPE SHEET PILE (SP-IV 400 X 170 X15.5) - INCLUDING ALL MATERIAL, EQUIPMENT AND LABOR - INCLUDING EQUIPMENT ASSEMBLING & DISMANTLING COST - INCLUDING ANY TEMPORARY ASSOCIATED WORK - REPLACEMENT OF REJECTION PILES AT NO EXTRA | M | 0 |  |  |  | 0 | 0
16.22 | EPCBQ0000220 | OTHERS(PILING WORK) |  |  | LOT | 0 |  |  |  | 0 | 0
SUB TOTAL | [10 empty] | 0
17 | EPCBR000 | FURNITURE
17.1 | EPCBR0000010 | HARD WOOD DESK |  |  |  | 0
17.1.1 | EPCBR0000011 | 1800 x 800 mm | - INCLUDING DRAWERS (MATCHING THE DESK) & GLASS TOP |  | EA | 0 |  |  |  | 0 | 0
17.1.2 | EPCBR0000012 | 1500 x 700 mm | - INCLUDING DRAWERS (MATCHING THE DESK) & GLASS TOP |  | EA | 0 |  |  |  | 0 | 0
17.2 | EPCBR0000020 | SIDE TABLE |  |  |  | 0
17.2.1 | EPCBR0000021 | 1600 x 800 mm | - INCLUDING DRAWERS (MATCHING THE DESK) & GLASS TOP |  | EA | 0 |  |  |  | 0 | 0
17.2.2 | EPCBR0000022 | 1500 x 700 mm | - INCLUDING DRAWERS (MATCHING THE DESK) & GLASS TOP |  | EA | 0 |  |  |  | 0 | 0
17.3 | EPCBR0000030 | CHAIR |  |  |  | 0
17.3.1 | EPCBR0000031 | HIGH BACKED EXECUTIVE | ADJUSTABLE SWIVEL |  | EA | 0 |  |  |  | 0 | 0
17.3.2 | EPCBR0000032 | CHAIR | ADJUSTABLE SWIVEL |  | EA | 0 |  |  |  | 0 | 0
17.3.2 | EPCBR0000033 | VISITOR | NON-SWIVEL |  | EA | 0 |  |  |  | 0 | 0
17.3.2 | EPCBR0000034 | SMALL FOR COMPUTER TABLE | SWIVEL |  | EA | 0 |  |  |  | 0 | 0
17.4 | EPCBR0000040 | CORRESPONDENCE TRAY |  |  | EA | 0 |  |  |  | 0 | 0
17.5 | EPCBR0000050 | WASTE BIN |  |  | EA | 0 |  |  |  | 0 | 0
17.6 | EPCBR0000060 | WALL BOARD |  |  | EA | 0 |  |  |  | 0 | 0
17.7 | EPCBR0000070 | SECRETARIAL WORK STATION |  |  | EA | 0 |  |  |  | 0 | 0
17.8 | EPCBR0000080 | COMPUTER TABLE |  |  | EA | 0 |  |  |  | 0 | 0
17.9 | EPCBR0000090 | SIDE STORAGE UNIT | - 800 x 425 x 725 mm |  | EA | 0 |  |  |  | 0 | 0
17.10 | EPCBR0000100 | CONFERENCE ROOM PACKAGE | - TABLE, CHAIRS, WHITE BOARD - LAMINATED OR WOOD VENEER - HIGH QUALITY, 860 x 460 x 610 x 480 mm - LARGE TABLE FOR 20 PERSON + 20 ADDITIONAL SEATING | - SIZE TO SUIT THE CONFERENCE ROOM | L/S | 0 |  |  |  | 0 | 0
17.11 | EPCBR0000110 | MANAGEMENT OFFICE PACKAGE | - PLANT MANAGER OFFICE | - SPECIAL SELECTION OF HIGHER QUALITY MODERN OFFICE PACKAGE | L/S | 0 |  |  |  | 0 | 0
17.12 | EPCBR0000120 | TRAINING ROOM PACKAGE | - CHAIRS, WHITE BOARD - SEATING FOR 40 PERSONS | - TO SUIT THE TRAINING ROOM | L/S | 0 |  |  |  | 0 | 0
17.13 | EPCBR0000130 | OFFICE STORAGE ROOM PACKAGE | - FILING CABINETS, STORAGE SHELVES, DRAWING HOLDERS |  | L/S | 0 |  |  |  | 0 | 0
17.14 | EPCBR0000140 | COFFEE SHOP & KITCHEN | - TABLE, BOARDS & CHAIRS FOR 6 PEOPLE |  | L/S | 0 |  |  |  | 0 | 0
17.15 | EPCBR0000150 | RECEPTION AREA | - RECEPTION DESK, SOFA SEATS & COFFEE TABLE - FOR 6~10 PERSONS | -TO SUIT DESIGNATED AREAS | L/S | 0 |  |  |  | 0 | 0
17.16 | EPCBR0000160 | BUILT-IN CUPBOARD | - FOR OFFICE - HEIGHT : UP TO CEILING (≒CUPBOARD 2.3m+COVER STRIP 0.5m) - SIZE : 800~1000 mm W x 425 mm D - COMPONENTS : CUPBOARDS, WARDROBES, SHELVES & DRAWS | -COMPONENT DESIGN BY VENDOR | SET | 0 |  |  |  | 0 | 0
17.17 | EPCBR0000170 | TEA KITCHENS |  |  | L/S | 0 |  |  |  | 0 | 0
17.18 | EPCBR0000180 | OTHERS(FURNITURE) |  |  | LOT | 0 |  |  |  | 0 | 0
SUB TOTAL | [10 empty] | 0
TOTAL | [10 empty] | 0